## T9-SASE1
Name (Survey) | Name (Karabo) | Section | Scope | Building | Component Group | Component | Suffix | Component (long) | Component Group (long) | Work package | Comment | XAPER | YAPER | SASE1_BT_X | SASE1_BT_Y | SASE1_BT_Z | SASE1_BT_THETA | SASE1_BT_PHI | SASE1_BT_CHI | SPB_X | SPB_Y | SPB_Z | SPB_THETA | SPB_PHI | SPB_CHI | FXE_X | FXE_Y | FXE_Z | FXE_THETA | FXE_PHI | FXE_CHI | PD_X | PD_Y | PD_Z | PD_THETA | PD_PHI | PD_CHI | LA_X | LA_Y | LA_Z | LA_THETA | LA_PHI | LA_CHI | XHEXP1_X | XHEXP1_Y | XHEXP1_Z | XHEXP1_THETA | XHEXP1_PHI | XHEXP1_CHI
Orange color: To be clarified | [10 empty] | (Nicoles list) | [m] | [m] | [m] | [m] | [m] | [rad] | [rad] | [rad] | [m] | [m] | [m] | [rad] | [rad] | [rad] | [m] | [m] | [m] | [rad] | [rad] | [rad] | [m] | [m] | [m] | [rad] | [rad] | [rad] | [m] | [m] | [m] | [rad] | [rad] | [rad] | [m] | [m] | [m] | [rad] | [rad] | [rad]
FLT.2614.T9 | SA1_XTD2_FLT | T9 | SA1 | XTD2 | XTD2 | FLT |  | Filter chamber |  | 74 | Transmissive imager (OTR-C + filter chamber) |  |  | 0 | 0 | 180.6159 | 0 | 0 | 0 | -0.025 | 0 | 180.6159 | 0 | 0 | 0 | 0.48634 | 0 | 180.6165 | 0 | -0.0027 | 0 | 0 | 0 | 619.901 | 0 | 0 | 0 | 0 | -2.6649 | 2614.393 | 0.000365 | 0 | 0 | 23.5699 | 0.11 | -718.7436 | 0 | -0.008444 | 0
PSLIT.2632.T9 | SA1_XTD2_PSLIT | T9 | SA1 | XTD2 | XTD2 | PSLIT |  | SRA |  | 73 | SRA |  |  | 0 | 0 | 197.78 | 0 | 0 | 0 | -0.025 | 0 | 197.78 | 0 | 0 | 0 | 0.43999 | 0 | 197.7806 | 0 | -0.0027 | 0 | 0 | 0 | 637.0651 | 0 | 0 | 0 | 0 | -2.6712 | 2631.5571 | 0.000365 | 0 | 0 | 23.4249 | 0.11 | -701.5801 | 0 | -0.008444 | 0
KMONO.2633.T9 | SA1_XTD2_KMONO | T9 | SA1 | XTD2 | XTD2 | KMONO |  | K-Monochromator |  | 74 | K-Monochromator system (DN100/DN40) |  |  | 0 | 0 | 199.4203 | 0 | 0 | 0 | -0.025 | 0 | 199.4203 | 0 | 0 | 0 | 0.43556 | 0 | 199.4209 | 0 | -0.0027 | 0 | 0 | 0 | 638.7054 | 0 | 0 | 0 | 0 | -2.6718 | 2633.1974 | 0.000365 | 0 | 0 | 23.4111 | 0.11 | -699.9398 | 0 | -0.008444 | 0
IMGSR.2634.T9 | SA1_XTD2_IMGSR | T9 | SA1 | XTD2 | XTD2 | IMGSR |  | SR-imager |  | 74 | K-Monochromator system (DN100/DN40) |  |  | 0 | 0 | 200.7053 | 0 | 0 | 0 | -0.025 | 0 | 200.7053 | 0 | 0 | 0 | 0.4321 | 0 | 200.7058 | 0 | -0.0027 | 0 | 0 | 0 | 639.9904 | 0 | 0 | 0 | 0 | -2.6723 | 2634.4823 | 0.000365 | 0 | 0 | 23.4002 | 0.11 | -698.6549 | 0 | -0.008444 | 0
COLB.2635.T9 | SA1_XTD2_COLB | T9 | SA1 | XTD2 | XTD2 | COLB |  | Collimator B1 |  | 73 | Collimator 20mm (DN40/DN40) bellow ds. |  |  | 0 | 0 | 201.61 | 0 | 0 | 0 | -0.025 | 0 | 201.61 | 0 | 0 | 0 | 0.42965 | 0 | 201.6105 | 0 | -0.0027 | 0 | 0 | 0 | 640.8951 | 0 | 0 | 0 | 0 | -2.6726 | 2635.3871 | 0.000365 | 0 | 0 | 23.3926 | 0.11 | -697.7502 | 0 | -0.008444 | 0
DPS-C1.2636.T9 | SA1_XTD2_DPS-C1 | T9 | SA1 | XTD2 | XTD2 | DPS | C1 | Differential Pump upstream |  | 73 | Diff. Pump DN40 upstream |  |  | 0 | 0 | 202.348 | 0 | 0 | 0 | -0.025 | 0 | 202.348 | 0 | 0 | 0 | 0.42766 | 0 | 202.3485 | 0 | -0.0027 | 0 | 0 | 0 | 641.6331 | 0 | 0 | 0 | 0 | -2.6729 | 2636.1251 | 0.000365 | 0 | 0 | 23.3864 | 0.11 | -697.0123 | 0 | -0.008444 | 0
DPS-T1.2637.T9 | SA1_XTD2_DPS-T1 | T9 | SA1 | XTD2 | XTD2 | DPS | T1 | Differential Pump upstream |  | 73 | Diff. Pump DN40 upstream |  |  | 0 | 0 | 203.0614 | 0 | 0 | 0 | -0.025 | 0 | 203.0614 | 0 | 0 | 0 | 0.42573 | 0 | 203.062 | 0 | -0.0027 | 0 | 0 | 0 | 642.3465 | 0 | 0 | 0 | 0 | -2.6731 | 2636.8385 | 0.000365 | 0 | 0 | 23.3803 | 0.11 | -696.2989 | 0 | -0.008444 | 0
DPS-C2.2638.T9 | SA1_XTD2_DPS-C2 | T9 | SA1 | XTD2 | XTD2 | DPS | C2 | Differential Pump upstream |  | 73 | Diff. Pump DN40 upstream |  |  | 0 | 0 | 203.97 | 0 | 0 | 0 | -0.025 | 0 | 203.97 | 0 | 0 | 0 | 0.42328 | 0 | 203.9705 | 0 | -0.0027 | 0 | 0 | 0 | 643.2551 | 0 | 0 | 0 | 0 | -2.6735 | 2637.7471 | 0.000365 | 0 | 0 | 23.3727 | 0.11 | -695.3903 | 0 | -0.008444 | 0
DPS-T2.2639.T9 | SA1_XTD2_DPS-T2 | T9 | SA1 | XTD2 | XTD2 | DPS | T2 | Differential Pump upstream |  | 73 | Diff. Pump DN40 upstream |  |  | 0 | 0 | 204.7749 | 0 | 0 | 0 | -0.025 | 0 | 204.7749 | 0 | 0 | 0 | 0.42111 | 0 | 204.7755 | 0 | -0.0027 | 0 | 0 | 0 | 644.06 | 0 | 0 | 0 | 0 | -2.6738 | 2638.552 | 0.000365 | 0 | 0 | 23.3659 | 0.11 | -694.5854 | 0 | -0.008444 | 0
DPS-C3.2639.T9 | SA1_XTD2_DPS-C3 | T9 | SA1 | XTD2 | XTD2 | DPS | C3 | Differential Pump upstream |  | 73 | Diff. Pump DN40 upstream |  |  | 0 | 0 | 205.579 | 0 | 0 | 0 | -0.025 | 0 | 205.579 | 0 | 0 | 0 | 0.41894 | 0 | 205.5795 | 0 | -0.0027 | 0 | 0 | 0 | 644.8641 | 0 | 0 | 0 | 0 | -2.6741 | 2639.3561 | 0.000365 | 0 | 0 | 23.3591 | 0.11 | -693.7814 | 0 | -0.008444 | 0
DPS-T3.2640.T9 | SA1_XTD2_DPS-T3 | T9 | SA1 | XTD2 | XTD2 | DPS | T3 | Differential Pump upstream |  | 73 | Diff. Pump DN40 upstream |  |  | 0 | 0 | 206.5435 | 0 | 0 | 0 | -0.025 | 0 | 206.5435 | 0 | 0 | 0 | 0.41633 | 0 | 206.5441 | 0 | -0.0027 | 0 | 0 | 0 | 645.8286 | 0 | 0 | 0 | 0 | -2.6744 | 2640.3206 | 0.000365 | 0 | 0 | 23.3509 | 0.11 | -692.8169 | 0 | -0.008444 | 0
DPS-T4.2641.T9 | SA1_XTD2_DPS-T4 | T9 | SA1 | XTD2 | XTD2 | DPS | T4 | Differential Pump upstream |  | 73 | Diff. Pump DN40 upstream |  |  | 0 | 0 | 207.6495 | 0 | 0 | 0 | -0.025 | 0 | 207.6495 | 0 | 0 | 0 | 0.41335 | 0 | 207.6501 | 0 | -0.0027 | 0 | 0 | 0 | 646.9346 | 0 | 0 | 0 | 0 | -2.6748 | 2641.4266 | 0.000365 | 0 | 0 | 23.3416 | 0.11 | -691.7109 | 0 | -0.008444 | 0
XGM.2643.T9 | SA1_XTD2_XGM | T9 | SA1 | XTD2 | XTD2 | XGM |  | XGM |  | 74 | XGM (bellows + 2xDN40 flange) |  |  | 0 | 0 | 209.65 | 0 | 0 | 0 | -0.025 | 0 | 209.65 | 0 | 0 | 0 | 0.40794 | 0 | 209.6505 | 0 | -0.0027 | 0 | 0 | 0 | 648.9351 | 0 | 0 | 0 | 0 | -2.6755 | 2643.4271 | 0.000365 | 0 | 0 | 23.3247 | 0.11 | -689.7105 | 0 | -0.008444 | 0
DPS.2650.T9 | SA1_XTD2_DPS | T9 | SA1 | XTD2 | XTD2 | DPS |  | Differential Pump |  | 74 | Diff. Pump WP74 |  |  | 0 | 0 | 216.65 | 0 | 0 | 0 | -0.025 | 0 | 216.65 | 0 | 0 | 0 | 0.38904 | 0 | 216.6505 | 0 | -0.0027 | 0 | 0 | 0 | 655.9351 | 0 | 0 | 0 | 0 | -2.6781 | 2650.4271 | 0.000365 | 0 | 0 | 23.2656 | 0.11 | -682.7108 | 0 | -0.008444 | 0
PES.2654.T9 | SA1_XTD2_PES | T9 | SA1 | XTD2 | XTD2 | PES |  | PES |  | 74 | PES |  |  | 0 | 0 | 219.95 | 0 | 0 | 0 | -0.025 | 0 | 219.95 | 0 | 0 | 0 | 0.38013 | 0 | 219.9505 | 0 | -0.0027 | 0 | 0 | 0 | 659.2351 | 0 | 0 | 0 | 0 | -2.6793 | 2653.7271 | 0.000365 | 0 | 0 | 23.2377 | 0.11 | -679.4109 | 0 | -0.008444 | 0
DPS-T5.2655.T9 | SA1_XTD2_DPS-T5 | T9 | SA1 | XTD2 | XTD2 | DPS | T5 | Differential Pump downstream |  | 73 | Diff. Pump DN40 downstream |  |  | 0 | 0 | 221.3005 | 0 | 0 | 0 | -0.025 | 0 | 221.3005 | 0 | 0 | 0 | 0.37649 | 0 | 221.3009 | 0 | -0.0027 | 0 | 0 | 0 | 660.5856 | 0 | 0 | 0 | 0 | -2.6798 | 2655.0775 | 0.000365 | 0 | 0 | 23.2263 | 0.11 | -678.0605 | 0 | -0.008444 | 0
DPS-T6.2656.T9 | SA1_XTD2_DPS-T6 | T9 | SA1 | XTD2 | XTD2 | DPS | T6 | Differential Pump downstream |  | 73 | Diff. Pump DN40 downstream |  |  | 0 | 0 | 222.349 | 0 | 0 | 0 | -0.025 | 0 | 222.349 | 0 | 0 | 0 | 0.37366 | 0 | 222.3494 | 0 | -0.0027 | 0 | 0 | 0 | 661.6341 | 0 | 0 | 0 | 0 | -2.6802 | 2656.126 | 0.000365 | 0 | 0 | 23.2175 | 0.11 | -677.012 | 0 | -0.008444 | 0
DPS-C4.2657.T9 | SA1_XTD2_DPS-C4 | T9 | SA1 | XTD2 | XTD2 | DPS | C4 | Differential Pump downstream |  | 73 | Diff. Pump DN40 downstream |  |  | 0 | 0 | 223.321 | 0 | 0 | 0 | -0.025 | 0 | 223.321 | 0 | 0 | 0 | 0.37103 | 0 | 223.3215 | 0 | -0.0027 | 0 | 0 | 0 | 662.6061 | 0 | 0 | 0 | 0 | -2.6805 | 2657.0981 | 0.000365 | 0 | 0 | 23.2093 | 0.11 | -676.04 | 0 | -0.008444 | 0
DPS-T7.2658.T9 | SA1_XTD2_DPS-T7 | T9 | SA1 | XTD2 | XTD2 | DPS | T7 | Differential Pump downstream |  | 73 | Diff. Pump DN40 downstream |  |  | 0 | 0 | 224.1259 | 0 | 0 | 0 | -0.025 | 0 | 224.1259 | 0 | 0 | 0 | 0.36886 | 0 | 224.1264 | 0 | -0.0027 | 0 | 0 | 0 | 663.411 | 0 | 0 | 0 | 0 | -2.6808 | 2657.903 | 0.000365 | 0 | 0 | 23.2025 | 0.11 | -675.2351 | 0 | -0.008444 | 0
DPS-C5.2659.T9 | SA1_XTD2_DPS-C5 | T9 | SA1 | XTD2 | XTD2 | DPS | C5 | Differential Pump downstream |  | 73 | Diff. Pump DN40 downstream |  |  | 0 | 0 | 224.93 | 0 | 0 | 0 | -0.025 | 0 | 224.93 | 0 | 0 | 0 | 0.36669 | 0 | 224.9305 | 0 | -0.0027 | 0 | 0 | 0 | 664.2151 | 0 | 0 | 0 | 0 | -2.6811 | 2658.7071 | 0.000365 | 0 | 0 | 23.1957 | 0.11 | -674.4311 | 0 | -0.008444 | 0
DPS-T8.2660.T9 | SA1_XTD2_DPS-T8 | T9 | SA1 | XTD2 | XTD2 | DPS | T8 | Differential Pump downstream |  | 73 | Diff. Pump DN40 downstream |  |  | 0 | 0 | 225.8385 | 0 | 0 | 0 | -0.025 | 0 | 225.8385 | 0 | 0 | 0 | 0.36424 | 0 | 225.839 | 0 | -0.0027 | 0 | 0 | 0 | 665.1236 | 0 | 0 | 0 | 0 | -2.6815 | 2659.6156 | 0.000365 | 0 | 0 | 23.188 | 0.11 | -673.5226 | 0 | -0.008444 | 0
DPS-C6.2660.T9 | SA1_XTD2_DPS-C6 | T9 | SA1 | XTD2 | XTD2 | DPS | C6 | Differential Pump downstream |  | 73 | Diff. Pump DN40 downstream |  |  | 0 | 0 | 226.552 | 0 | 0 | 0 | -0.025 | 0 | 226.552 | 0 | 0 | 0 | 0.36231 | 0 | 226.5525 | 0 | -0.0027 | 0 | 0 | 0 | 665.8371 | 0 | 0 | 0 | 0 | -2.6817 | 2660.3291 | 0.000365 | 0 | 0 | 23.182 | 0.11 | -672.8091 | 0 | -0.008444 | 0
ATT.2661.T9 | SA1_XTD2_ATT | T9 | SA1 | XTD2 | XTD2 | ATT |  | Solid Attenuator |  | 73 | Solid attenuator (DN63/63) reducer+bellow |  |  | 0 | 0 | 227.58 | 0 | 0 | 0 | -0.025 | 0 | 227.58 | 0 | 0 | 0 | 0.35953 | 0 | 227.5805 | 0 | -0.0027 | 0 | 0 | 0 | 666.8651 | 0 | 0 | 0 | 0 | -2.6821 | 2661.3571 | 0.000365 | 0 | 0 | 23.1733 | 0.11 | -671.7812 | 0 | -0.008444 | 0
CRL.2663.T9 | SA1_XTD2_CRL | T9 | SA1 | XTD2 | XTD2 | CRL |  | CRLs 1 |  | 73 | CRLs (DN63/63) bellows incl. + GVs incl. |  |  | 0 | 0 | 229.16 | 0 | 0 | 0 | -0.025 | 0 | 229.16 | 0 | 0 | 0 | 0.35527 | 0 | 229.1604 | 0 | -0.0027 | 0 | 0 | 0 | 668.4451 | 0 | 0 | 0 | 0 | -2.6827 | 2662.9371 | 0.000365 | 0 | 0 | 23.16 | 0.11 | -670.2012 | 0 | -0.008444 | 0
IMGFEL.2676.T9 | SA1_XTD2_IMGFEL | T9 | SA1 | XTD2 | XTD2 | IMGFEL |  | 2D-Imager |  | 74 | 2D-Imager (DN63/63) bellows DN63 incl. |  |  | 0 | 0 | 242.5 | 0 | 0 | 0 | -0.025 | 0 | 242.5 | 0 | 0 | 0 | 0.31925 | 0 | 242.5004 | 0 | -0.0027 | 0 | 0 | 0 | 681.7851 | 0 | 0 | 0 | 0 | -2.6875 | 2676.2771 | 0.000365 | 0 | 0 | 23.0473 | 0.11 | -656.8617 | 0 | -0.008444 | 0
COLA.2677.T9 | SA1_XTD2_COLA | T9 | SA1 | XTD2 | XTD2 | COLA |  | Collimator A1 |  | 73 | Collimator 12mm (DN63/100) bel. DN63 ds.+reducer |  |  | 0 | 0 | 243.55 | 0 | 0 | 0 | -0.025 | 0 | 243.55 | 0 | 0 | 0 | 0.31641 | 0 | 243.5504 | 0 | -0.0027 | 0 | 0 | 0 | 682.8351 | 0 | 0 | 0 | 0 | -2.6879 | 2677.3271 | 0.000365 | 0 | 0 | 23.0385 | 0.11 | -655.8117 | 0 | -0.008444 | 0
MIRR-1.2680.T9 | SA1_XTD2_MIRR-1 | T9 | SA1 | XTD2 | XTD2 | MIRR | 1 | Mirror M1 |  | 73 | 1st offset mirror (M1) |  |  | 0 | 0 | 246.5 | 0 | 0 | 0 | -0.025 | 0 | 246.5 | 0 | 0 | 0 | 0.30845 | 0 | 246.5004 | 0 | -0.0027 | 0 | 0 | 0 | 685.7851 | 0 | 0 | 0 | 0 | -2.689 | 2680.2771 | 0.000365 | 0 | 0 | 23.0135 | 0.11 | -652.8618 | 0 | -0.008444 | 0
PBLM.2689.T9 | SA1_XTD2_PBLM | T9 | SA1 | XTD2 | XTD2 | PBLM |  | PBLM1 |  | 73 | Photon Beam loss mon. x=+32mm type I |  |  | 0.032 | 0 | 254.83 | 0 | 0.0048 | 0 | 0.007 | 0 | 254.83 | 0 | 0.0048 | 0 | 0.31796 | 0 | 254.8304 | 0 | 0.0021 | 0 | 0.032 | 0 | 694.1151 | 0 | 0.0048 | 0 | 0.032 | -2.692 | 2688.6071 | 0.000365 | 0.0048 | 0 | 22.9752 | 0.11 | -644.5319 | 0 | -0.003644 | 0
MIRR-2.2692.T9 | SA1_XTD2_MIRR-2 | T9 | SA1 | XTD2 | XTD2 | MIRR | 2 | Mirror M2 |  | 73 | 2nd offset mirror (M2) x=+55mm↓ |  |  | 0.055 | 0 | 257.86 | 0 | 0 | 0 | 0.03 | 0 | 257.86 | 0 | 0 | 0 | 0.33278 | 0 | 257.8605 | 0 | -0.0027 | 0 | 0.055 | 0 | 697.1451 | 0 | 0 | 0 | 0.055 | -2.6931 | 2691.6371 | 0.000365 | 0 | 0 | 22.9726 | 0.11 | -641.5018 | 0 | -0.008444 | 0
MCP.2693.T9 | SA1_XTD2_MCP | T9 | SA1 | XTD2 | XTD2 | MCP |  | MCP |  | 74 | MCP detector x=+55mm (roughing incl.) |  |  | 0.055 | 0 | 259.6595 | 0 | 0 | 0 | 0.03 | 0 | 259.6595 | 0 | 0 | 0 | 0.32792 | 0 | 259.66 | 0 | -0.0027 | 0 | 0.055 | 0 | 698.9446 | 0 | 0 | 0 | 0.055 | -2.6938 | 2693.4366 | 0.000365 | 0 | 0 | 22.9574 | 0.11 | -639.7024 | 0 | -0.008444 | 0
IMGPII45.2694.T9 | SA1_XTD2_IMGPII45 | T9 | SA1 | XTD2 | XTD2 | IMGPII45 |  | Pop-in Monitor |  | 74 | Pop-in Monitor x=+55mm (type II-45) |  |  | 0.055 | 0 | 260.6515 | 0 | 0 | 0 | 0.03 | 0 | 260.6515 | 0 | 0 | 0 | 0.32524 | 0 | 260.652 | 0 | -0.0027 | 0 | 0.055 | 0 | 699.9366 | 0 | 0 | 0 | 0.055 | -2.6942 | 2694.4286 | 0.000365 | 0 | 0 | 22.9491 | 0.11 | -638.7104 | 0 | -0.008444 | 0
ABS.2702.T9 | SA1_XTD2_ABS | T9 | SA1 | XTD2 | XTD2 | ABS |  | Absorber |  | 73 | Absorber x=+55mm (DN160/160) |  |  | 0.055 | 0 | 268.469 | 0 | 0 | 0 | 0.03 | 0 | 268.469 | 0 | 0 | 0 | 0.30413 | 0 | 268.4695 | 0 | -0.0027 | 0 | 0.055 | 0 | 707.7541 | 0 | 0 | 0 | 0.055 | -2.697 | 2702.2461 | 0.000365 | 0 | 0 | 22.883 | 0.11 | -630.8932 | 0 | -0.008444 | 0
SHUT.2774.T9 | SA1_XTD2_SHUT | T9 | SA1 | XS3 | XTD2 | SHUT |  | Frontend XS3 |  | 73 | Front end 65mm x=+56mm (2xDN100flange) |  |  | 0.055 | 0 | 340.2177 | 0 | 0 | 0 | 0.03 | 0 | 340.2177 | 0 | 0 | 0 | 0.11041 | 0 | 340.2179 | 0 | -0.0027 | 0 | 0.055 | 0 | 779.5028 | 0 | 0 | 0 | 0.055 | -2.7232 | 2773.9948 | 0.000365 | 0 | 0 | 22.2772 | 0.11 | -559.147 | 0 | -0.008444 | 0
HIREX-1.2788.T9 | SA1_XTD9_HIREX-1 | T9 | SA1 | XTD9 | XTD9 | HIREX | 1 | HIREX grating |  | 74 | HiReX (bellow DN100 ds incl.) (xpos=correct???) |  |  | 0.052 | 0 | 354.5072 | 0 | 0 | 0 | 0.027 | 0 | 354.5072 | 0 | 0 | 0 | 0.06883 | 0 | 354.5073 | 0 | -0.0027 | 0 | 0.052 | 0 | 793.7923 | 0 | 0 | 0 | 0.052 | -2.7284 | 2788.2842 | 0.000365 | 0 | 0 | 22.1535 | 0.11 | -544.8581 | 0 | -0.008444 | 0
HIREX-2.2798.T9 | SA1_XTD9_HIREX-2 | T9 | SA1 | XTD9 | XTD9 | HIREX | 2 | HIREX crystal |  | 74 | HiReX (bellow DN100 ds incl.) (xpos=correct???) |  |  | 0.057 | 0.002 | 364.5072 | 0 | 0 | 0 | 0.032 | 0.002 | 364.5072 | 0 | 0 | 0 | 0.04683 | 0.002 | 364.5073 | 0 | -0.0027 | 0 | 0.057 | 0.002 | 803.7923 | 0 | 0 | 0 | 0.057 | -2.7301 | 2798.2842 | 0.000365 | 0 | 0 | 22.0741 | 0.112 | -534.8584 | 0 | -0.008444 | 0
PBLM.2800.T9 | SA1_XTD9_PBLM | T9 | SA1 | XTD9 | XTD9 | PBLM |  | PBLM |  | 73 | Photon Beam loss monitor |  |  | 0.05 | 0 | 366.67 | 0 | 0 | 0 | 0.025 | 0 | 366.67 | 0 | 0 | 0 | 0.033991 | 0 | 366.6701 | 0 | -0.0027 | 0 | 0.05 | 0 | 805.9551 | 0 | 0 | 0 | 0.05 | -2.7329 | 2800.447 | 0.000365 | 0 | 0 | 22.0488 | 0.11 | -532.6957 | 0 | -0.008444 | 0
MIRR.2804.T9 | SA1_XTD9_MIRR | T9 | SA1 | XTD9 | XTD9 | MIRR |  | Mirror M3 |  | 73 | Distribution mirror FXE (M3) x=+51mm |  |  | 0.04888 | 0 | 370 | 0 | 0 | 0 | 0.02388 | 0 | 370 | 0 | 0 | 0 | 0.02388 | 0 | 370.0001 | 0 | -0.0027 | 0 | 0.04888 | 0 | 809.2851 | 0 | 0 | 0 | 0.04888 | -2.7341 | 2803.777 | 0.000365 | 0 | 0 | 22.0196 | 0.11 | -529.3658 | 0 | -0.008444 | 0
IMGPII45.2809.T9 | SA1_XTD9_IMGPII45 | T9 | SA1 | XTD9 | XTD9 | IMGPII45 |  | Pop-in Monitor |  | 74 | Pop-in Monitor (type II-45) x=+51mm |  |  | 0.051 | 0 | 375 | 0 | 0 | 0 | 0.026 | 0 | 375 | 0 | 0 | 0 | 0.0125 | 0 | 375.0001 | 0 | -0.0027 | 0 | 0.051 | 0 | 814.2851 | 0 | 0 | 0 | 0.051 | -2.7359 | 2808.777 | 0.000365 | 0 | 0 | 21.9795 | 0.11 | -524.366 | 0 | -0.008444 | 0
SEP.2858.T9 | SA1_XTD9_SEP | T9 | SA1 | XTD9 | XTD9 | SEP |  | Separation Chamber |  | 73 | chamber beam sep. SPB/FXE x=+120mm |  |  | 0.12 | 0 | 424.5 | 0 | 0 | 0 | 0.095 | 0 | 424.5 | 0 | 0 | 0 | -0.05215 | 0 | 424.5001 | 0 | -0.0027 | 0 | 0.12 | 0 | 863.7851 | 0 | 0 | 0 | 0.12 | -2.754 | 2858.277 | 0.000365 | 0 | 0 | 21.6305 | 0.11 | -474.8672 | 0 | -0.008444 | 0
PIPE.2909.T9 | SA1_XTD9_PIPE | T9 | SA1 | XTD9 | XTD9 | PIPE |  | Beam pipe holder |  | 73 | center of beam pipe holder |  |  | 0.045 | 0 | 475.62 | 0 | -5.0716e-05 | 0 | 0.02 | 0 | 475.62 | 0 | -5.0716e-05 | 0 | -0.26517 | 0 | 475.6197 | 0 | -0.0027507 | 0 | 0.045 | 0 | 914.9051 | 0 | -5.0716e-05 | 0 | 0.045 | -2.7727 | 2909.397 | 0.000365 | -5.0716e-05 | 0 | 21.1239 | 0.11 | -423.7496 | 0 | -0.0084948 | 0
PIPE.2914.T9 | SA1_XTD9_PIPE | T9 | SA1 | XTD9 | XTD9 | PIPE |  | Beam pipe holder |  | 73 | center of beam pipe holder |  |  | 0.0447 | 0 | 480.22 | 0 | -5.0716e-05 | 0 | 0.0197 | 0 | 480.22 | 0 | -5.0716e-05 | 0 | -0.27789 | 0 | 480.2197 | 0 | -0.0027507 | 0 | 0.0447 | 0 | 919.5051 | 0 | -5.0716e-05 | 0 | 0.0447 | -2.7743 | 2913.997 | 0.000365 | -5.0716e-05 | 0 | 21.0847 | 0.11 | -419.1498 | 0 | -0.0084948 | 0
PIPE.2915.T9 | SA1_XTD9_PIPE | T9 | SA1 | XTD9 | XTD9 | PIPE |  | Beam pipe holder |  | 73 | center of beam pipe holder |  |  | 0.0446 | 0 | 481.62 | 0 | -5.0716e-05 | 0 | 0.0196 | 0 | 481.62 | 0 | -5.0716e-05 | 0 | -0.28177 | 0 | 481.6196 | 0 | -0.0027507 | 0 | 0.0446 | 0 | 920.9051 | 0 | -5.0716e-05 | 0 | 0.0446 | -2.7748 | 2915.397 | 0.000365 | -5.0716e-05 | 0 | 21.0728 | 0.11 | -417.7499 | 0 | -0.0084948 | 0
PIPE.2920.T9 | SA1_XTD9_PIPE | T9 | SA1 | XTD9 | XTD9 | PIPE |  | Beam pipe holder |  | 73 | center of beam pipe holder |  |  | 0.0444 | 0 | 486.22 | 0 | -5.0716e-05 | 0 | 0.0194 | 0 | 486.22 | 0 | -5.0716e-05 | 0 | -0.29439 | 0 | 486.2196 | 0 | -0.0027507 | 0 | 0.0444 | 0 | 925.5051 | 0 | -5.0716e-05 | 0 | 0.0444 | -2.7765 | 2919.997 | 0.000365 | -5.0716e-05 | 0 | 21.0338 | 0.11 | -413.15 | 0 | -0.0084948 | 0
PIPE.2923.T9 | SA1_XTD9_PIPE | T9 | SA1 | XTD9 | XTD9 | PIPE |  | Beam pipe holder |  | 73 | center of beam pipe holder |  |  | 0.0443 | 0 | 489.22 | 0 | -5.0716e-05 | 0 | 0.0193 | 0 | 489.22 | 0 | -5.0716e-05 | 0 | -0.30259 | 0 | 489.2196 | 0 | -0.0027507 | 0 | 0.0443 | 0 | 928.5051 | 0 | -5.0716e-05 | 0 | 0.0443 | -2.7776 | 2922.997 | 0.000365 | -5.0716e-05 | 0 | 21.0083 | 0.11 | -410.1501 | 0 | -0.0084948 | 0
PIPE.2927.T9 | SA1_XTD9_PIPE | T9 | SA1 | XTD9 | XTD9 | PIPE |  | Beam pipe holder |  | 73 | center of beam pipe holder |  |  | 0.044 | 0 | 493.62 | 0 | -5.0716e-05 | 0 | 0.019 | 0 | 493.62 | 0 | -5.0716e-05 | 0 | -0.31477 | 0 | 493.6196 | 0 | -0.0027507 | 0 | 0.044 | 0 | 932.9051 | 0 | -5.0716e-05 | 0 | 0.044 | -2.7792 | 2927.397 | 0.000365 | -5.0716e-05 | 0 | 20.9709 | 0.11 | -405.7503 | 0 | -0.0084948 | 0
PIPE.2932.T9 | SA1_XTD9_PIPE | T9 | SA1 | XTD9 | XTD9 | PIPE |  | Beam pipe holder |  | 73 | center of beam pipe holder |  |  | 0.0438 | 0 | 498.22 | 0 | -5.0716e-05 | 0 | 0.0188 | 0 | 498.22 | 0 | -5.0716e-05 | 0 | -0.32739 | 0 | 498.2196 | 0 | -0.0027507 | 0 | 0.0438 | 0 | 937.5051 | 0 | -5.0716e-05 | 0 | 0.0438 | -2.7809 | 2931.997 | 0.000365 | -5.0716e-05 | 0 | 20.9318 | 0.11 | -401.1505 | 0 | -0.0084948 | 0
PIPE.2933.T9 | SA1_XTD9_PIPE | T9 | SA1 | XTD9 | XTD9 | PIPE |  | Beam pipe holder |  | 73 | center of beam pipe holder |  |  | 0.0437 | 0 | 499.62 | 0 | -5.0716e-05 | 0 | 0.0187 | 0 | 499.62 | 0 | -5.0716e-05 | 0 | -0.33127 | 0 | 499.6196 | 0 | -0.0027507 | 0 | 0.0437 | 0 | 938.9051 | 0 | -5.0716e-05 | 0 | 0.0437 | -2.7814 | 2933.397 | 0.000365 | -5.0716e-05 | 0 | 20.9199 | 0.11 | -399.7505 | 0 | -0.0084948 | 0
PIPE.2938.T9 | SA1_XTD9_PIPE | T9 | SA1 | XTD9 | XTD9 | PIPE |  | Beam pipe holder |  | 73 | center of beam pipe holder |  |  | 0.0435 | 0 | 504.22 | 0 | -5.0716e-05 | 0 | 0.0185 | 0 | 504.22 | 0 | -5.0716e-05 | 0 | -0.34389 | 0 | 504.2196 | 0 | -0.0027507 | 0 | 0.0435 | 0 | 943.5051 | 0 | -5.0716e-05 | 0 | 0.0435 | -2.7831 | 2937.997 | 0.000365 | -5.0716e-05 | 0 | 20.8809 | 0.11 | -395.1507 | 0 | -0.0084948 | 0
PIPE.2942.T9 | SA1_XTD9_PIPE | T9 | SA1 | XTD9 | XTD9 | PIPE |  | Beam pipe holder |  | 73 | center of beam pipe holder |  |  | 0.0433 | 0 | 507.92 | 0 | -5.0716e-05 | 0 | 0.0183 | 0 | 507.92 | 0 | -5.0716e-05 | 0 | -0.35408 | 0 | 507.9195 | 0 | -0.0027507 | 0 | 0.0433 | 0 | 947.2051 | 0 | -5.0716e-05 | 0 | 0.0433 | -2.7844 | 2941.697 | 0.000365 | -5.0716e-05 | 0 | 20.8494 | 0.11 | -391.4508 | 0 | -0.0084948 | 0
PIPE.2945.T9 | SA1_XTD9_PIPE | T9 | SA1 | XTD9 | XTD9 | PIPE |  | Beam pipe holder |  | 73 | center of beam pipe holder |  |  | 0.0431 | 0 | 511.62 | 0 | -5.0716e-05 | 0 | 0.0181 | 0 | 511.62 | 0 | -5.0716e-05 | 0 | -0.36427 | 0 | 511.6195 | 0 | -0.0027507 | 0 | 0.0431 | 0 | 950.9051 | 0 | -5.0716e-05 | 0 | 0.0431 | -2.7858 | 2945.397 | 0.000365 | -5.0716e-05 | 0 | 20.818 | 0.11 | -387.7509 | 0 | -0.0084948 | 0
PIPE.2950.T9 | SA1_XTD9_PIPE | T9 | SA1 | XTD9 | XTD9 | PIPE |  | Beam pipe holder |  | 73 | center of beam pipe holder |  |  | 0.0429 | 0 | 516.22 | 0 | -5.0716e-05 | 0 | 0.0179 | 0 | 516.22 | 0 | -5.0716e-05 | 0 | -0.37689 | 0 | 516.2195 | 0 | -0.0027507 | 0 | 0.0429 | 0 | 955.5051 | 0 | -5.0716e-05 | 0 | 0.0429 | -2.7875 | 2949.997 | 0.000365 | -5.0716e-05 | 0 | 20.7789 | 0.11 | -383.1511 | 0 | -0.0084948 | 0
PIPE.2951.T9 | SA1_XTD9_PIPE | T9 | SA1 | XTD9 | XTD9 | PIPE |  | Beam pipe holder |  | 73 | center of beam pipe holder |  |  | 0.0428 | 0 | 517.545 | 0 | -5.0716e-05 | 0 | 0.0178 | 0 | 517.545 | 0 | -5.0716e-05 | 0 | -0.38057 | 0 | 517.5445 | 0 | -0.0027507 | 0 | 0.0428 | 0 | 956.8301 | 0 | -5.0716e-05 | 0 | 0.0428 | -2.788 | 2951.322 | 0.000365 | -5.0716e-05 | 0 | 20.7677 | 0.11 | -381.8262 | 0 | -0.0084948 | 0
PIPE.2957.T9 | SA1_XTD9_PIPE | T9 | SA1 | XTD9 | XTD9 | PIPE |  | Beam pipe holder |  | 73 | center of beam pipe holder |  |  | 0.0426 | 0 | 522.97 | 0 | -5.0716e-05 | 0 | 0.0176 | 0 | 522.97 | 0 | -5.0716e-05 | 0 | -0.39542 | 0 | 522.9695 | 0 | -0.0027507 | 0 | 0.0426 | 0 | 962.2551 | 0 | -5.0716e-05 | 0 | 0.0426 | -2.7899 | 2956.747 | 0.000365 | -5.0716e-05 | 0 | 20.7216 | 0.11 | -376.4013 | 0 | -0.0084948 | 0
PIPE.2960.T9 | SA1_XTD9_PIPE | T9 | SA1 | XTD9 | XTD9 | PIPE |  | Beam pipe holder |  | 73 | center of beam pipe holder |  |  | 0.0424 | 0 | 526.67 | 0 | -5.0716e-05 | 0 | 0.0174 | 0 | 526.67 | 0 | -5.0716e-05 | 0 | -0.40561 | 0 | 526.6695 | 0 | -0.0027507 | 0 | 0.0424 | 0 | 965.9551 | 0 | -5.0716e-05 | 0 | 0.0424 | -2.7913 | 2960.447 | 0.000365 | -5.0716e-05 | 0 | 20.6902 | 0.11 | -372.7015 | 0 | -0.0084948 | 0
PIPE.2964.T9 | SA1_XTD9_PIPE | T9 | SA1 | XTD9 | XTD9 | PIPE |  | Beam pipe holder |  | 73 | center of beam pipe holder |  |  | 0.0422 | 0 | 530.37 | 0 | -5.0716e-05 | 0 | 0.0172 | 0 | 530.37 | 0 | -5.0716e-05 | 0 | -0.4158 | 0 | 530.3695 | 0 | -0.0027507 | 0 | 0.0422 | 0 | 969.6551 | 0 | -5.0716e-05 | 0 | 0.0422 | -2.7926 | 2964.147 | 0.000365 | -5.0716e-05 | 0 | 20.6588 | 0.11 | -369.0016 | 0 | -0.0084948 | 0
PIPE.2969.T9 | SA1_XTD9_PIPE | T9 | SA1 | XTD9 | XTD9 | PIPE |  | Beam pipe holder |  | 73 | center of beam pipe holder |  |  | 0.0419 | 0 | 534.97 | 0 | -5.0716e-05 | 0 | 0.0169 | 0 | 534.97 | 0 | -5.0716e-05 | 0 | -0.42852 | 0 | 534.9694 | 0 | -0.0027507 | 0 | 0.0419 | 0 | 974.2551 | 0 | -5.0716e-05 | 0 | 0.0419 | -2.7943 | 2968.747 | 0.000365 | -5.0716e-05 | 0 | 20.6196 | 0.11 | -364.4018 | 0 | -0.0084948 | 0
PIPE.2970.T9 | SA1_XTD9_PIPE | T9 | SA1 | XTD9 | XTD9 | PIPE |  | Beam pipe holder |  | 73 | center of beam pipe holder |  |  | 0.0419 | 0 | 536.37 | 0 | -5.0716e-05 | 0 | 0.0169 | 0 | 536.37 | 0 | -5.0716e-05 | 0 | -0.4323 | 0 | 536.3694 | 0 | -0.0027507 | 0 | 0.0419 | 0 | 975.6551 | 0 | -5.0716e-05 | 0 | 0.0419 | -2.7948 | 2970.147 | 0.000365 | -5.0716e-05 | 0 | 20.6078 | 0.11 | -363.0018 | 0 | -0.0084948 | 0
PIPE.2975.T9 | SA1_XTD9_PIPE | T9 | SA1 | XTD9 | XTD9 | PIPE |  | Beam pipe holder |  | 73 | center of beam pipe holder |  |  | 0.0416 | 0 | 540.97 | 0 | -5.0716e-05 | 0 | 0.0166 | 0 | 540.97 | 0 | -5.0716e-05 | 0 | -0.44502 | 0 | 540.9694 | 0 | -0.0027507 | 0 | 0.0416 | 0 | 980.2551 | 0 | -5.0716e-05 | 0 | 0.0416 | -2.7965 | 2974.747 | 0.000365 | -5.0716e-05 | 0 | 20.5687 | 0.11 | -358.402 | 0 | -0.0084948 | 0
PIPE.2978.T9 | SA1_XTD9_PIPE | T9 | SA1 | XTD9 | XTD9 | PIPE |  | Beam pipe holder |  | 73 | center of beam pipe holder |  |  | 0.0415 | 0 | 543.97 | 0 | -5.0716e-05 | 0 | 0.0165 | 0 | 543.97 | 0 | -5.0716e-05 | 0 | -0.45322 | 0 | 543.9694 | 0 | -0.0027507 | 0 | 0.0415 | 0 | 983.2551 | 0 | -5.0716e-05 | 0 | 0.0415 | -2.7976 | 2977.747 | 0.000365 | -5.0716e-05 | 0 | 20.5432 | 0.11 | -355.4021 | 0 | -0.0084948 | 0
PIPE.2982.T9 | SA1_XTD9_PIPE | T9 | SA1 | XTD9 | XTD9 | PIPE |  | Beam pipe holder |  | 73 | center of beam pipe holder |  |  | 0.0413 | 0 | 548.37 | 0 | -5.0716e-05 | 0 | 0.0163 | 0 | 548.37 | 0 | -5.0716e-05 | 0 | -0.4653 | 0 | 548.3694 | 0 | -0.0027507 | 0 | 0.0413 | 0 | 987.6551 | 0 | -5.0716e-05 | 0 | 0.0413 | -2.7992 | 2982.147 | 0.000365 | -5.0716e-05 | 0 | 20.5059 | 0.11 | -351.0023 | 0 | -0.0084948 | 0
PIPE.2988.T9 | SA1_XTD9_PIPE | T9 | SA1 | XTD9 | XTD9 | PIPE |  | Beam pipe holder |  | 73 | center of beam pipe holder |  |  | 0.041 | 0 | 553.795 | 0 | -5.0716e-05 | 0 | 0.016 | 0 | 553.795 | 0 | -5.0716e-05 | 0 | -0.48025 | 0 | 553.7944 | 0 | -0.0027507 | 0 | 0.041 | 0 | 993.0801 | 0 | -5.0716e-05 | 0 | 0.041 | -2.8012 | 2987.572 | 0.000365 | -5.0716e-05 | 0 | 20.4598 | 0.11 | -345.5775 | 0 | -0.0084948 | 0
PIPE.2993.T9 | SA1_XTD9_PIPE | T9 | SA1 | XTD9 | XTD9 | PIPE |  | Beam pipe holder |  | 73 | center of beam pipe holder |  |  | 0.0407 | 0 | 559.22 | 0 | -5.0716e-05 | 0 | 0.0157 | 0 | 559.22 | 0 | -5.0716e-05 | 0 | -0.49519 | 0 | 559.2194 | 0 | -0.0027507 | 0 | 0.0407 | 0 | 998.5051 | 0 | -5.0716e-05 | 0 | 0.0407 | -2.8032 | 2992.997 | 0.000365 | -5.0716e-05 | 0 | 20.4137 | 0.11 | -340.1527 | 0 | -0.0084948 | 0
PIPE.2997.T9 | SA1_XTD9_PIPE | T9 | SA1 | XTD9 | XTD9 | PIPE |  | Beam pipe holder |  | 73 | center of beam pipe holder |  |  | 0.0405 | 0 | 562.92 | 0 | -5.0716e-05 | 0 | 0.0155 | 0 | 562.92 | 0 | -5.0716e-05 | 0 | -0.50538 | 0 | 562.9193 | 0 | -0.0027507 | 0 | 0.0405 | 0 | 1002.2051 | 0 | -5.0716e-05 | 0 | 0.0405 | -2.8045 | 2996.697 | 0.000365 | -5.0716e-05 | 0 | 20.3822 | 0.11 | -336.4528 | 0 | -0.0084948 | 0
PIPE.3000.T9 | SA1_XTD9_PIPE | T9 | SA1 | XTD9 | XTD9 | PIPE |  | Beam pipe holder |  | 73 | center of beam pipe holder |  |  | 0.0403 | 0 | 566.62 | 0 | -5.0716e-05 | 0 | 0.0153 | 0 | 566.62 | 0 | -5.0716e-05 | 0 | -0.51557 | 0 | 566.6193 | 0 | -0.0027507 | 0 | 0.0403 | 0 | 1005.9051 | 0 | -5.0716e-05 | 0 | 0.0403 | -2.8059 | 3000.397 | 0.000365 | -5.0716e-05 | 0 | 20.3508 | 0.11 | -332.7529 | 0 | -0.0084948 | 0
PIPE.3005.T9 | SA1_XTD9_PIPE | T9 | SA1 | XTD9 | XTD9 | PIPE |  | Beam pipe holder |  | 73 | center of beam pipe holder |  |  | 0.0401 | 0 | 571.22 | 0 | -5.0716e-05 | 0 | 0.0151 | 0 | 571.22 | 0 | -5.0716e-05 | 0 | -0.52819 | 0 | 571.2193 | 0 | -0.0027507 | 0 | 0.0401 | 0 | 1010.5051 | 0 | -5.0716e-05 | 0 | 0.0401 | -2.8076 | 3004.997 | 0.000365 | -5.0716e-05 | 0 | 20.3117 | 0.11 | -328.1531 | 0 | -0.0084948 | 0
PIPE.3006.T9 | SA1_XTD9_PIPE | T9 | SA1 | XTD9 | XTD9 | PIPE |  | Beam pipe holder |  | 73 | center of beam pipe holder |  |  | 0.04 | 0 | 572.62 | 0 | -5.0716e-05 | 0 | 0.015 | 0 | 572.62 | 0 | -5.0716e-05 | 0 | -0.53207 | 0 | 572.6193 | 0 | -0.0027507 | 0 | 0.04 | 0 | 1011.9051 | 0 | -5.0716e-05 | 0 | 0.04 | -2.8081 | 3006.397 | 0.000365 | -5.0716e-05 | 0 | 20.2998 | 0.11 | -326.7531 | 0 | -0.0084948 | 0
PIPE.3011.T9 | SA1_XTD9_PIPE | T9 | SA1 | XTD9 | XTD9 | PIPE |  | Beam pipe holder |  | 73 | center of beam pipe holder |  |  | 0.0398 | 0 | 577.22 | 0 | -5.0716e-05 | 0 | 0.0148 | 0 | 577.22 | 0 | -5.0716e-05 | 0 | -0.54469 | 0 | 577.2193 | 0 | -0.0027507 | 0 | 0.0398 | 0 | 1016.5051 | 0 | -5.0716e-05 | 0 | 0.0398 | -2.8097 | 3010.997 | 0.000365 | -5.0716e-05 | 0 | 20.2608 | 0.11 | -322.1533 | 0 | -0.0084948 | 0
PIPE.3015.T9 | SA1_XTD9_PIPE | T9 | SA1 | XTD9 | XTD9 | PIPE |  | Beam pipe holder |  | 73 | center of beam pipe holder |  |  | 0.0396 | 0 | 580.92 | 0 | -5.0716e-05 | 0 | 0.0146 | 0 | 580.92 | 0 | -5.0716e-05 | 0 | -0.55488 | 0 | 580.9193 | 0 | -0.0027507 | 0 | 0.0396 | 0 | 1020.2051 | 0 | -5.0716e-05 | 0 | 0.0396 | -2.8111 | 3014.697 | 0.000365 | -5.0716e-05 | 0 | 20.2293 | 0.11 | -318.4534 | 0 | -0.0084948 | 0
PIPE.3018.T9 | SA1_XTD9_PIPE | T9 | SA1 | XTD9 | XTD9 | PIPE |  | Beam pipe holder |  | 73 | center of beam pipe holder |  |  | 0.0394 | 0 | 584.62 | 0 | -5.0716e-05 | 0 | 0.0144 | 0 | 584.62 | 0 | -5.0716e-05 | 0 | -0.56507 | 0 | 584.6193 | 0 | -0.0027507 | 0 | 0.0394 | 0 | 1023.9051 | 0 | -5.0716e-05 | 0 | 0.0394 | -2.8125 | 3018.397 | 0.000365 | -5.0716e-05 | 0 | 20.1979 | 0.11 | -314.7536 | 0 | -0.0084948 | 0
PIPE.3024.T9 | SA1_XTD9_PIPE | T9 | SA1 | XTD9 | XTD9 | PIPE |  | Beam pipe holder |  | 73 | center of beam pipe holder |  |  | 0.0391 | 0 | 590.045 | 0 | -5.0716e-05 | 0 | 0.0141 | 0 | 590.045 | 0 | -5.0716e-05 | 0 | -0.58002 | 0 | 590.0442 | 0 | -0.0027507 | 0 | 0.0391 | 0 | 1029.3301 | 0 | -5.0716e-05 | 0 | 0.0391 | -2.8144 | 3023.822 | 0.000365 | -5.0716e-05 | 0 | 20.1518 | 0.11 | -309.3288 | 0 | -0.0084948 | 0
PIPE.3029.T9 | SA1_XTD9_PIPE | T9 | SA1 | XTD9 | XTD9 | PIPE |  | Beam pipe holder |  | 73 | center of beam pipe holder |  |  | 0.0389 | 0 | 595.47 | 0 | -5.0716e-05 | 0 | 0.0139 | 0 | 595.47 | 0 | -5.0716e-05 | 0 | -0.59487 | 0 | 595.4692 | 0 | -0.0027507 | 0 | 0.0389 | 0 | 1034.7551 | 0 | -5.0716e-05 | 0 | 0.0389 | -2.8164 | 3029.247 | 0.000365 | -5.0716e-05 | 0 | 20.1058 | 0.11 | -303.904 | 0 | -0.0084948 | 0
PIPE.3032.T9 | SA1_XTD9_PIPE | T9 | SA1 | XTD9 | XTD9 | PIPE |  | Beam pipe holder |  | 73 | center of beam pipe holder |  |  | 0.0387 | 0 | 598.47 | 0 | -5.0716e-05 | 0 | 0.0137 | 0 | 598.47 | 0 | -5.0716e-05 | 0 | -0.60317 | 0 | 598.4692 | 0 | -0.0027507 | 0 | 0.0387 | 0 | 1037.7551 | 0 | -5.0716e-05 | 0 | 0.0387 | -2.8175 | 3032.247 | 0.000365 | -5.0716e-05 | 0 | 20.0802 | 0.11 | -300.9041 | 0 | -0.0084948 | 0
PIPE.3037.T9 | SA1_XTD9_PIPE | T9 | SA1 | XTD9 | XTD9 | PIPE |  | Beam pipe holder |  | 73 | center of beam pipe holder |  |  | 0.0385 | 0 | 602.87 | 0 | -5.0716e-05 | 0 | 0.0135 | 0 | 602.87 | 0 | -5.0716e-05 | 0 | -0.61525 | 0 | 602.8692 | 0 | -0.0027507 | 0 | 0.0385 | 0 | 1042.1551 | 0 | -5.0716e-05 | 0 | 0.0385 | -2.8191 | 3036.647 | 0.000365 | -5.0716e-05 | 0 | 20.0429 | 0.11 | -296.5042 | 0 | -0.0084948 | 0
PIPE.3041.T9 | SA1_XTD9_PIPE | T9 | SA1 | XTD9 | XTD9 | PIPE |  | Beam pipe holder |  | 73 | center of beam pipe holder |  |  | 0.0383 | 0 | 607.47 | 0 | -5.0716e-05 | 0 | 0.0133 | 0 | 607.47 | 0 | -5.0716e-05 | 0 | -0.62787 | 0 | 607.4692 | 0 | -0.0027507 | 0 | 0.0383 | 0 | 1046.7551 | 0 | -5.0716e-05 | 0 | 0.0383 | -2.8208 | 3041.247 | 0.000365 | -5.0716e-05 | 0 | 20.0038 | 0.11 | -291.9044 | 0 | -0.0084948 | 0
PIPE.3043.T9 | SA1_XTD9_PIPE | T9 | SA1 | XTD9 | XTD9 | PIPE |  | Beam pipe holder |  | 73 | center of beam pipe holder |  |  | 0.0382 | 0 | 608.94 | 0 | -5.0716e-05 | 0 | 0.0132 | 0 | 608.94 | 0 | -5.0716e-05 | 0 | -0.63194 | 0 | 608.9392 | 0 | -0.0027507 | 0 | 0.0382 | 0 | 1048.2251 | 0 | -5.0716e-05 | 0 | 0.0382 | -2.8213 | 3042.717 | 0.000365 | -5.0716e-05 | 0 | 19.9913 | 0.11 | -290.4344 | 0 | -0.0084948 | 0
PIPE.3047.T9 | SA1_XTD9_PIPE | T9 | SA1 | XTD9 | XTD9 | PIPE |  | Beam pipe holder |  | 73 | center of beam pipe holder |  |  | 0.038 | 0 | 613.54 | 0 | -5.0716e-05 | 0 | 0.013 | 0 | 613.54 | 0 | -5.0716e-05 | 0 | -0.64456 | 0 | 613.5391 | 0 | -0.0027507 | 0 | 0.038 | 0 | 1052.8251 | 0 | -5.0716e-05 | 0 | 0.038 | -2.823 | 3047.317 | 0.000365 | -5.0716e-05 | 0 | 19.9523 | 0.11 | -285.8346 | 0 | -0.0084948 | 0
PIPE.3051.T9 | SA1_XTD9_PIPE | T9 | SA1 | XTD9 | XTD9 | PIPE |  | Beam pipe holder |  | 73 | center of beam pipe holder |  |  | 0.0378 | 0 | 617.24 | 0 | -5.0716e-05 | 0 | 0.0128 | 0 | 617.24 | 0 | -5.0716e-05 | 0 | -0.65475 | 0 | 617.2391 | 0 | -0.0027507 | 0 | 0.0378 | 0 | 1056.5251 | 0 | -5.0716e-05 | 0 | 0.0378 | -2.8244 | 3051.017 | 0.000365 | -5.0716e-05 | 0 | 19.9208 | 0.11 | -282.1347 | 0 | -0.0084948 | 0
PIPE.3055.T9 | SA1_XTD9_PIPE | T9 | SA1 | XTD9 | XTD9 | PIPE |  | Beam pipe holder |  | 73 | center of beam pipe holder |  |  | 0.0376 | 0 | 620.94 | 0 | -5.0716e-05 | 0 | 0.0126 | 0 | 620.94 | 0 | -5.0716e-05 | 0 | -0.66494 | 0 | 620.9391 | 0 | -0.0027507 | 0 | 0.0376 | 0 | 1060.2251 | 0 | -5.0716e-05 | 0 | 0.0376 | -2.8257 | 3054.717 | 0.000365 | -5.0716e-05 | 0 | 19.8894 | 0.11 | -278.4349 | 0 | -0.0084948 | 0
PIPE.3060.T9 | SA1_XTD9_PIPE | T9 | SA1 | XTD9 | XTD9 | PIPE |  | Beam pipe holder |  | 73 | center of beam pipe holder |  |  | 0.0373 | 0 | 626.365 | 0 | -5.0716e-05 | 0 | 0.0123 | 0 | 626.365 | 0 | -5.0716e-05 | 0 | -0.67988 | 0 | 626.3641 | 0 | -0.0027507 | 0 | 0.0373 | 0 | 1065.6501 | 0 | -5.0716e-05 | 0 | 0.0373 | -2.8277 | 3060.142 | 0.000365 | -5.0716e-05 | 0 | 19.8433 | 0.11 | -273.0101 | 0 | -0.0084948 | 0
PIPE.3066.T9 | SA1_XTD9_PIPE | T9 | SA1 | XTD9 | XTD9 | PIPE |  | Beam pipe holder |  | 73 | center of beam pipe holder |  |  | 0.037 | 0 | 631.79 | 0 | -5.0716e-05 | 0 | 0.012 | 0 | 631.79 | 0 | -5.0716e-05 | 0 | -0.69483 | 0 | 631.7891 | 0 | -0.0027507 | 0 | 0.037 | 0 | 1071.0751 | 0 | -5.0716e-05 | 0 | 0.037 | -2.8297 | 3065.567 | 0.000365 | -5.0716e-05 | 0 | 19.7972 | 0.11 | -267.5853 | 0 | -0.0084948 | 0
PIPE.3069.T9 | SA1_XTD9_PIPE | T9 | SA1 | XTD9 | XTD9 | PIPE |  | Beam pipe holder |  | 73 | center of beam pipe holder |  |  | 0.0368 | 0 | 635.49 | 0 | -5.0716e-05 | 0 | 0.0118 | 0 | 635.49 | 0 | -5.0716e-05 | 0 | -0.70502 | 0 | 635.4891 | 0 | -0.0027507 | 0 | 0.0368 | 0 | 1074.7751 | 0 | -5.0716e-05 | 0 | 0.0368 | -2.831 | 3069.267 | 0.000365 | -5.0716e-05 | 0 | 19.7657 | 0.11 | -263.8854 | 0 | -0.0084948 | 0
PIPE.3073.T9 | SA1_XTD9_PIPE | T9 | SA1 | XTD9 | XTD9 | PIPE |  | Beam pipe holder |  | 73 | center of beam pipe holder |  |  | 0.0367 | 0 | 639.19 | 0 | -5.0716e-05 | 0 | 0.0117 | 0 | 639.19 | 0 | -5.0716e-05 | 0 | -0.71511 | 0 | 639.1891 | 0 | -0.0027507 | 0 | 0.0367 | 0 | 1078.4751 | 0 | -5.0716e-05 | 0 | 0.0367 | -2.8324 | 3072.967 | 0.000365 | -5.0716e-05 | 0 | 19.7344 | 0.11 | -260.1855 | 0 | -0.0084948 | 0
PIPE.3078.T9 | SA1_XTD9_PIPE | T9 | SA1 | XTD9 | XTD9 | PIPE |  | Beam pipe holder |  | 73 | center of beam pipe holder |  |  | 0.0364 | 0 | 643.79 | 0 | -5.0716e-05 | 0 | 0.0114 | 0 | 643.79 | 0 | -5.0716e-05 | 0 | -0.72783 | 0 | 643.789 | 0 | -0.0027507 | 0 | 0.0364 | 0 | 1083.0751 | 0 | -5.0716e-05 | 0 | 0.0364 | -2.8341 | 3077.567 | 0.000365 | -5.0716e-05 | 0 | 19.6953 | 0.11 | -255.5857 | 0 | -0.0084948 | 0
PIPE.3079.T9 | SA1_XTD9_PIPE | T9 | SA1 | XTD9 | XTD9 | PIPE |  | Beam pipe holder |  | 73 | center of beam pipe holder |  |  | 0.0364 | 0 | 645.19 | 0 | -5.0716e-05 | 0 | 0.0114 | 0 | 645.19 | 0 | -5.0716e-05 | 0 | -0.73161 | 0 | 645.189 | 0 | -0.0027507 | 0 | 0.0364 | 0 | 1084.4751 | 0 | -5.0716e-05 | 0 | 0.0364 | -2.8346 | 3078.967 | 0.000365 | -5.0716e-05 | 0 | 19.6834 | 0.11 | -254.1858 | 0 | -0.0084948 | 0
PIPE.3084.T9 | SA1_XTD9_PIPE | T9 | SA1 | XTD9 | XTD9 | PIPE |  | Beam pipe holder |  | 73 | center of beam pipe holder |  |  | 0.0361 | 0 | 649.79 | 0 | -5.0716e-05 | 0 | 0.0111 | 0 | 649.79 | 0 | -5.0716e-05 | 0 | -0.74433 | 0 | 649.789 | 0 | -0.0027507 | 0 | 0.0361 | 0 | 1089.0751 | 0 | -5.0716e-05 | 0 | 0.0361 | -2.8362 | 3083.567 | 0.000365 | -5.0716e-05 | 0 | 19.6443 | 0.11 | -249.5859 | 0 | -0.0084948 | 0
PIPE.3087.T9 | SA1_XTD9_PIPE | T9 | SA1 | XTD9 | XTD9 | PIPE |  | Beam pipe holder |  | 73 | center of beam pipe holder |  |  | 0.036 | 0 | 652.79 | 0 | -5.0716e-05 | 0 | 0.011 | 0 | 652.79 | 0 | -5.0716e-05 | 0 | -0.75253 | 0 | 652.789 | 0 | -0.0027507 | 0 | 0.036 | 0 | 1092.0751 | 0 | -5.0716e-05 | 0 | 0.036 | -2.8373 | 3086.567 | 0.000365 | -5.0716e-05 | 0 | 19.6189 | 0.11 | -246.586 | 0 | -0.0084948 | 0
PIPE.3091.T9 | SA1_XTD9_PIPE | T9 | SA1 | XTD9 | XTD9 | PIPE |  | Beam pipe holder |  | 73 | center of beam pipe holder |  |  | 0.0357 | 0 | 657.19 | 0 | -5.0716e-05 | 0 | 0.0107 | 0 | 657.19 | 0 | -5.0716e-05 | 0 | -0.76471 | 0 | 657.189 | 0 | -0.0027507 | 0 | 0.0357 | 0 | 1096.4751 | 0 | -5.0716e-05 | 0 | 0.0357 | -2.8389 | 3090.967 | 0.000365 | -5.0716e-05 | 0 | 19.5814 | 0.11 | -242.1862 | 0 | -0.0084948 | 0
PIPE.3096.T9 | SA1_XTD9_PIPE | T9 | SA1 | XTD9 | XTD9 | PIPE |  | Beam pipe holder |  | 73 | center of beam pipe holder |  |  | 0.0355 | 0 | 662.615 | 0 | -5.0716e-05 | 0 | 0.0105 | 0 | 662.615 | 0 | -5.0716e-05 | 0 | -0.77956 | 0 | 662.614 | 0 | -0.0027507 | 0 | 0.0355 | 0 | 1101.9001 | 0 | -5.0716e-05 | 0 | 0.0355 | -2.8409 | 3096.392 | 0.000365 | -5.0716e-05 | 0 | 19.5354 | 0.11 | -236.7614 | 0 | -0.0084948 | 0
PIPE.3102.T9 | SA1_XTD9_PIPE | T9 | SA1 | XTD9 | XTD9 | PIPE |  | Beam pipe holder |  | 73 | center of beam pipe holder |  |  | 0.0352 | 0 | 668.04 | 0 | -5.0716e-05 | 0 | 0.0102 | 0 | 668.04 | 0 | -5.0716e-05 | 0 | -0.79451 | 0 | 668.0389 | 0 | -0.0027507 | 0 | 0.0352 | 0 | 1107.3251 | 0 | -5.0716e-05 | 0 | 0.0352 | -2.8429 | 3101.817 | 0.000365 | -5.0716e-05 | 0 | 19.4893 | 0.11 | -231.3366 | 0 | -0.0084948 | 0
PIPE.3106.T9 | SA1_XTD9_PIPE | T9 | SA1 | XTD9 | XTD9 | PIPE |  | Beam pipe holder |  | 73 | center of beam pipe holder |  |  | 0.035 | 0 | 671.74 | 0 | -5.0716e-05 | 0 | 0.01 | 0 | 671.74 | 0 | -5.0716e-05 | 0 | -0.8047 | 0 | 671.7389 | 0 | -0.0027507 | 0 | 0.035 | 0 | 1111.0251 | 0 | -5.0716e-05 | 0 | 0.035 | -2.8443 | 3105.517 | 0.000365 | -5.0716e-05 | 0 | 19.4578 | 0.11 | -227.6367 | 0 | -0.0084948 | 0
PIPE.3109.T9 | SA1_XTD9_PIPE | T9 | SA1 | XTD9 | XTD9 | PIPE |  | Beam pipe holder |  | 73 | center of beam pipe holder |  |  | 0.0348 | 0 | 675.44 | 0 | -5.0716e-05 | 0 | 0.0098 | 0 | 675.44 | 0 | -5.0716e-05 | 0 | -0.81489 | 0 | 675.4389 | 0 | -0.0027507 | 0 | 0.0348 | 0 | 1114.7251 | 0 | -5.0716e-05 | 0 | 0.0348 | -2.8456 | 3109.217 | 0.000365 | -5.0716e-05 | 0 | 19.4264 | 0.11 | -223.9368 | 0 | -0.0084948 | 0
PIPE.3114.T9 | SA1_XTD9_PIPE | T9 | SA1 | XTD9 | XTD9 | PIPE |  | Beam pipe holder |  | 73 | center of beam pipe holder |  |  | 0.0346 | 0 | 680.04 | 0 | -5.0716e-05 | 0 | 0.0096 | 0 | 680.04 | 0 | -5.0716e-05 | 0 | -0.82751 | 0 | 680.0389 | 0 | -0.0027507 | 0 | 0.0346 | 0 | 1119.3251 | 0 | -5.0716e-05 | 0 | 0.0346 | -2.8473 | 3113.817 | 0.000365 | -5.0716e-05 | 0 | 19.3874 | 0.11 | -219.337 | 0 | -0.0084948 | 0
PIPE.3115.T9 | SA1_XTD9_PIPE | T9 | SA1 | XTD9 | XTD9 | PIPE |  | Beam pipe holder |  | 73 | center of beam pipe holder |  |  | 0.0345 | 0 | 681.44 | 0 | -5.0716e-05 | 0 | 0.0095 | 0 | 681.44 | 0 | -5.0716e-05 | 0 | -0.83139 | 0 | 681.4389 | 0 | -0.0027507 | 0 | 0.0345 | 0 | 1120.7251 | 0 | -5.0716e-05 | 0 | 0.0345 | -2.8478 | 3115.217 | 0.000365 | -5.0716e-05 | 0 | 19.3754 | 0.11 | -217.9371 | 0 | -0.0084948 | 0
PIPE.3120.T9 | SA1_XTD9_PIPE | T9 | SA1 | XTD9 | XTD9 | PIPE |  | Beam pipe holder |  | 73 | center of beam pipe holder |  |  | 0.0343 | 0 | 686.04 | 0 | -5.0716e-05 | 0 | 0.0093 | 0 | 686.04 | 0 | -5.0716e-05 | 0 | -0.84401 | 0 | 686.0389 | 0 | -0.0027507 | 0 | 0.0343 | 0 | 1125.3251 | 0 | -5.0716e-05 | 0 | 0.0343 | -2.8495 | 3119.817 | 0.000365 | -5.0716e-05 | 0 | 19.3364 | 0.11 | -213.3372 | 0 | -0.0084948 | 0
PIPE.3124.T9 | SA1_XTD9_PIPE | T9 | SA1 | XTD9 | XTD9 | PIPE |  | Beam pipe holder |  | 73 | center of beam pipe holder |  |  | 0.0341 | 0 | 689.74 | 0 | -5.0716e-05 | 0 | 0.0091 | 0 | 689.74 | 0 | -5.0716e-05 | 0 | -0.8542 | 0 | 689.7389 | 0 | -0.0027507 | 0 | 0.0341 | 0 | 1129.0251 | 0 | -5.0716e-05 | 0 | 0.0341 | -2.8508 | 3123.517 | 0.000365 | -5.0716e-05 | 0 | 19.305 | 0.11 | -209.6374 | 0 | -0.0084948 | 0
PIPE.3127.T9 | SA1_XTD9_PIPE | T9 | SA1 | XTD9 | XTD9 | PIPE |  | Beam pipe holder |  | 73 | center of beam pipe holder |  |  | 0.0339 | 0 | 693.44 | 0 | -5.0716e-05 | 0 | 0.0089 | 0 | 693.44 | 0 | -5.0716e-05 | 0 | -0.86439 | 0 | 693.4388 | 0 | -0.0027507 | 0 | 0.0339 | 0 | 1132.7251 | 0 | -5.0716e-05 | 0 | 0.0339 | -2.8522 | 3127.217 | 0.000365 | -5.0716e-05 | 0 | 19.2735 | 0.11 | -205.9375 | 0 | -0.0084948 | 0
PIPE.3133.T9 | SA1_XTD9_PIPE | T9 | SA1 | XTD9 | XTD9 | PIPE |  | Beam pipe holder |  | 73 | center of beam pipe holder |  |  | 0.0336 | 0 | 698.865 | 0 | -5.0716e-05 | 0 | 0.0086 | 0 | 698.865 | 0 | -5.0716e-05 | 0 | -0.87933 | 0 | 698.8638 | 0 | -0.0027507 | 0 | 0.0336 | 0 | 1138.1501 | 0 | -5.0716e-05 | 0 | 0.0336 | -2.8542 | 3132.642 | 0.000365 | -5.0716e-05 | 0 | 19.2274 | 0.11 | -200.5127 | 0 | -0.0084948 | 0
PIPE.3138.T9 | SA1_XTD9_PIPE | T9 | SA1 | XTD9 | XTD9 | PIPE |  | Beam pipe holder |  | 73 | center of beam pipe holder |  |  | 0.0334 | 0 | 704.29 | 0 | -5.0716e-05 | 0 | 0.0084 | 0 | 704.29 | 0 | -5.0716e-05 | 0 | -0.89418 | 0 | 704.2888 | 0 | -0.0027507 | 0 | 0.0334 | 0 | 1143.5751 | 0 | -5.0716e-05 | 0 | 0.0334 | -2.8561 | 3138.067 | 0.000365 | -5.0716e-05 | 0 | 19.1814 | 0.11 | -195.0879 | 0 | -0.0084948 | 0
PIPE.3141.T9 | SA1_XTD9_PIPE | T9 | SA1 | XTD9 | XTD9 | PIPE |  | Beam pipe holder |  | 73 | center of beam pipe holder |  |  | 0.0332 | 0 | 707.29 | 0 | -5.0716e-05 | 0 | 0.0082 | 0 | 707.29 | 0 | -5.0716e-05 | 0 | -0.90248 | 0 | 707.2888 | 0 | -0.0027507 | 0 | 0.0332 | 0 | 1146.5751 | 0 | -5.0716e-05 | 0 | 0.0332 | -2.8572 | 3141.067 | 0.000365 | -5.0716e-05 | 0 | 19.1559 | 0.11 | -192.088 | 0 | -0.0084948 | 0
PIPE.3145.T9 | SA1_XTD9_PIPE | T9 | SA1 | XTD9 | XTD9 | PIPE |  | Beam pipe holder |  | 73 | center of beam pipe holder |  |  | 0.033 | 0 | 711.69 | 0 | -5.0716e-05 | 0 | 0.008 | 0 | 711.69 | 0 | -5.0716e-05 | 0 | -0.91456 | 0 | 711.6888 | 0 | -0.0027507 | 0 | 0.033 | 0 | 1150.9751 | 0 | -5.0716e-05 | 0 | 0.033 | -2.8588 | 3145.467 | 0.000365 | -5.0716e-05 | 0 | 19.1185 | 0.11 | -187.6882 | 0 | -0.0084948 | 0
PIPE.3150.T9 | SA1_XTD9_PIPE | T9 | SA1 | XTD9 | XTD9 | PIPE |  | Beam pipe holder |  | 73 | center of beam pipe holder |  |  | 0.0327 | 0 | 716.29 | 0 | -5.0716e-05 | 0 | 0.0077 | 0 | 716.29 | 0 | -5.0716e-05 | 0 | -0.92728 | 0 | 716.2888 | 0 | -0.0027507 | 0 | 0.0327 | 0 | 1155.5751 | 0 | -5.0716e-05 | 0 | 0.0327 | -2.8605 | 3150.067 | 0.000365 | -5.0716e-05 | 0 | 19.0794 | 0.11 | -183.0883 | 0 | -0.0084948 | 0
PIPE.3151.T9 | SA1_XTD9_PIPE | T9 | SA1 | XTD9 | XTD9 | PIPE |  | Beam pipe holder |  | 73 | center of beam pipe holder |  |  | 0.0327 | 0 | 717.69 | 0 | -5.0716e-05 | 0 | 0.0077 | 0 | 717.69 | 0 | -5.0716e-05 | 0 | -0.93106 | 0 | 717.6888 | 0 | -0.0027507 | 0 | 0.0327 | 0 | 1156.9751 | 0 | -5.0716e-05 | 0 | 0.0327 | -2.861 | 3151.467 | 0.000365 | -5.0716e-05 | 0 | 19.0675 | 0.11 | -181.6884 | 0 | -0.0084948 | 0
PIPE.3156.T9 | SA1_XTD9_PIPE | T9 | SA1 | XTD9 | XTD9 | PIPE |  | Beam pipe holder |  | 73 | center of beam pipe holder |  |  | 0.0324 | 0 | 722.29 | 0 | -5.0716e-05 | 0 | 0.0074 | 0 | 722.29 | 0 | -5.0716e-05 | 0 | -0.94378 | 0 | 722.2887 | 0 | -0.0027507 | 0 | 0.0324 | 0 | 1161.5751 | 0 | -5.0716e-05 | 0 | 0.0324 | -2.8627 | 3156.067 | 0.000365 | -5.0716e-05 | 0 | 19.0284 | 0.11 | -177.0885 | 0 | -0.0084948 | 0
PIPE.3160.T9 | SA1_XTD9_PIPE | T9 | SA1 | XTD9 | XTD9 | PIPE |  | Beam pipe holder |  | 73 | center of beam pipe holder |  |  | 0.0323 | 0 | 725.99 | 0 | -5.0716e-05 | 0 | 0.0073 | 0 | 725.99 | 0 | -5.0716e-05 | 0 | -0.95387 | 0 | 725.9887 | 0 | -0.0027507 | 0 | 0.0323 | 0 | 1165.2751 | 0 | -5.0716e-05 | 0 | 0.0323 | -2.8641 | 3159.767 | 0.000365 | -5.0716e-05 | 0 | 18.9971 | 0.11 | -173.3887 | 0 | -0.0084948 | 0
PIPE.3163.T9 | SA1_XTD9_PIPE | T9 | SA1 | XTD9 | XTD9 | PIPE |  | Beam pipe holder |  | 73 | center of beam pipe holder |  |  | 0.0321 | 0 | 729.69 | 0 | -5.0716e-05 | 0 | 0.0071 | 0 | 729.69 | 0 | -5.0716e-05 | 0 | -0.96406 | 0 | 729.6887 | 0 | -0.0027507 | 0 | 0.0321 | 0 | 1168.9751 | 0 | -5.0716e-05 | 0 | 0.0321 | -2.8654 | 3163.467 | 0.000365 | -5.0716e-05 | 0 | 18.9656 | 0.11 | -169.6888 | 0 | -0.0084948 | 0
PIPE.3168.T9 | SA1_XTD9_PIPE | T9 | SA1 | XTD9 | XTD9 | PIPE |  | Beam pipe holder |  | 73 | center of beam pipe holder |  |  | 0.0318 | 0 | 734.29 | 0 | -5.0716e-05 | 0 | 0.0068 | 0 | 734.29 | 0 | -5.0716e-05 | 0 | -0.97678 | 0 | 734.2887 | 0 | -0.0027507 | 0 | 0.0318 | 0 | 1173.5751 | 0 | -5.0716e-05 | 0 | 0.0318 | -2.8671 | 3168.067 | 0.000365 | -5.0716e-05 | 0 | 18.9265 | 0.11 | -165.089 | 0 | -0.0084948 | 0
PIPE.3170.T9 | SA1_XTD9_PIPE | T9 | SA1 | XTD9 | XTD9 | PIPE |  | Beam pipe holder |  | 73 | center of beam pipe holder |  |  | 0.0317 | 0 | 736.01 | 0 | -5.0716e-05 | 0 | 0.0067 | 0 | 736.01 | 0 | -5.0716e-05 | 0 | -0.98153 | 0 | 736.0087 | 0 | -0.0027507 | 0 | 0.0317 | 0 | 1175.2951 | 0 | -5.0716e-05 | 0 | 0.0317 | -2.8677 | 3169.787 | 0.000365 | -5.0716e-05 | 0 | 18.9119 | 0.11 | -163.369 | 0 | -0.0084948 | 0
PIPE.3174.T9 | SA1_XTD9_PIPE | T9 | SA1 | XTD9 | XTD9 | PIPE |  | Beam pipe holder |  | 73 | center of beam pipe holder |  |  | 0.0315 | 0 | 740.61 | 0 | -5.0716e-05 | 0 | 0.0065 | 0 | 740.61 | 0 | -5.0716e-05 | 0 | -0.99415 | 0 | 740.6087 | 0 | -0.0027507 | 0 | 0.0315 | 0 | 1179.8951 | 0 | -5.0716e-05 | 0 | 0.0315 | -2.8694 | 3174.387 | 0.000365 | -5.0716e-05 | 0 | 18.8728 | 0.11 | -158.7692 | 0 | -0.0084948 | 0
PIPE.3178.T9 | SA1_XTD9_PIPE | T9 | SA1 | XTD9 | XTD9 | PIPE |  | Beam pipe holder |  | 73 | center of beam pipe holder |  |  | 0.0313 | 0 | 744.31 | 0 | -5.0716e-05 | 0 | 0.0063 | 0 | 744.31 | 0 | -5.0716e-05 | 0 | -1.0043 | 0 | 744.3087 | 0 | -0.0027507 | 0 | 0.0313 | 0 | 1183.5951 | 0 | -5.0716e-05 | 0 | 0.0313 | -2.8708 | 3178.087 | 0.000365 | -5.0716e-05 | 0 | 18.8414 | 0.11 | -155.0693 | 0 | -0.0084948 | 0
PIPE.3182.T9 | SA1_XTD9_PIPE | T9 | SA1 | XTD9 | XTD9 | PIPE |  | Beam pipe holder |  | 73 | center of beam pipe holder |  |  | 0.0311 | 0 | 748.01 | 0 | -5.0716e-05 | 0 | 0.0061 | 0 | 748.01 | 0 | -5.0716e-05 | 0 | -1.0145 | 0 | 748.0086 | 0 | -0.0027507 | 0 | 0.0311 | 0 | 1187.2951 | 0 | -5.0716e-05 | 0 | 0.0311 | -2.8721 | 3181.787 | 0.000365 | -5.0716e-05 | 0 | 18.8099 | 0.11 | -151.3695 | 0 | -0.0084948 | 0
PIPE.3186.T9 | SA1_XTD9_PIPE | T9 | SA1 | XTD9 | XTD9 | PIPE |  | Beam pipe holder |  | 73 | center of beam pipe holder |  |  | 0.0309 | 0 | 752.61 | 0 | -5.0716e-05 | 0 | 0.0059 | 0 | 752.61 | 0 | -5.0716e-05 | 0 | -1.0271 | 0 | 752.6086 | 0 | -0.0027507 | 0 | 0.0309 | 0 | 1191.8951 | 0 | -5.0716e-05 | 0 | 0.0309 | -2.8738 | 3186.387 | 0.000365 | -5.0716e-05 | 0 | 18.7709 | 0.11 | -146.7696 | 0 | -0.0084948 | 0
PIPE.3188.T9 | SA1_XTD9_PIPE | T9 | SA1 | XTD9 | XTD9 | PIPE |  | Beam pipe holder |  | 73 | center of beam pipe holder |  |  | 0.0308 | 0 | 754.01 | 0 | -5.0716e-05 | 0 | 0.0058 | 0 | 754.01 | 0 | -5.0716e-05 | 0 | -1.031 | 0 | 754.0086 | 0 | -0.0027507 | 0 | 0.0308 | 0 | 1193.2951 | 0 | -5.0716e-05 | 0 | 0.0308 | -2.8743 | 3187.787 | 0.000365 | -5.0716e-05 | 0 | 18.759 | 0.11 | -145.3697 | 0 | -0.0084948 | 0
PIPE.3192.T9 | SA1_XTD9_PIPE | T9 | SA1 | XTD9 | XTD9 | PIPE |  | Beam pipe holder |  | 73 | center of beam pipe holder |  |  | 0.0306 | 0 | 758.61 | 0 | -5.0716e-05 | 0 | 0.0056 | 0 | 758.61 | 0 | -5.0716e-05 | 0 | -1.0436 | 0 | 758.6086 | 0 | -0.0027507 | 0 | 0.0306 | 0 | 1197.8951 | 0 | -5.0716e-05 | 0 | 0.0306 | -2.876 | 3192.387 | 0.000365 | -5.0716e-05 | 0 | 18.7199 | 0.11 | -140.7698 | 0 | -0.0084948 | 0
PIPE.3195.T9 | SA1_XTD9_PIPE | T9 | SA1 | XTD9 | XTD9 | PIPE |  | Beam pipe holder |  | 73 | center of beam pipe holder |  |  | 0.0304 | 0 | 761.61 | 0 | -5.0716e-05 | 0 | 0.0054 | 0 | 761.61 | 0 | -5.0716e-05 | 0 | -1.0519 | 0 | 761.6086 | 0 | -0.0027507 | 0 | 0.0304 | 0 | 1200.8951 | 0 | -5.0716e-05 | 0 | 0.0304 | -2.8771 | 3195.387 | 0.000365 | -5.0716e-05 | 0 | 18.6944 | 0.11 | -137.77 | 0 | -0.0084948 | 0
PIPE.3200.T9 | SA1_XTD9_PIPE | T9 | SA1 | XTD9 | XTD9 | PIPE |  | Beam pipe holder |  | 73 | center of beam pipe holder |  |  | 0.0302 | 0 | 766.01 | 0 | -5.0716e-05 | 0 | 0.0052 | 0 | 766.01 | 0 | -5.0716e-05 | 0 | -1.064 | 0 | 766.0086 | 0 | -0.0027507 | 0 | 0.0302 | 0 | 1205.2951 | 0 | -5.0716e-05 | 0 | 0.0302 | -2.8787 | 3199.787 | 0.000365 | -5.0716e-05 | 0 | 18.657 | 0.11 | -133.3701 | 0 | -0.0084948 | 0
PIPE.3205.T9 | SA1_XTD9_PIPE | T9 | SA1 | XTD9 | XTD9 | PIPE |  | Beam pipe holder |  | 73 | center of beam pipe holder |  |  | 0.0299 | 0 | 771.435 | 0 | -5.0716e-05 | 0 | 0.0049 | 0 | 771.435 | 0 | -5.0716e-05 | 0 | -1.079 | 0 | 771.4336 | 0 | -0.0027507 | 0 | 0.0299 | 0 | 1210.7201 | 0 | -5.0716e-05 | 0 | 0.0299 | -2.8807 | 3205.212 | 0.000365 | -5.0716e-05 | 0 | 18.6109 | 0.11 | -127.9453 | 0 | -0.0084948 | 0
PIPE.3211.T9 | SA1_XTD9_PIPE | T9 | SA1 | XTD9 | XTD9 | PIPE |  | Beam pipe holder |  | 73 | center of beam pipe holder |  |  | 0.0297 | 0 | 776.86 | 0 | -5.0716e-05 | 0 | 0.0047 | 0 | 776.86 | 0 | -5.0716e-05 | 0 | -1.0938 | 0 | 776.8585 | 0 | -0.0027507 | 0 | 0.0297 | 0 | 1216.1451 | 0 | -5.0716e-05 | 0 | 0.0297 | -2.8826 | 3210.637 | 0.000365 | -5.0716e-05 | 0 | 18.5649 | 0.11 | -122.5205 | 0 | -0.0084948 | 0
PIPE.3214.T9 | SA1_XTD9_PIPE | T9 | SA1 | XTD9 | XTD9 | PIPE |  | Beam pipe holder |  | 73 | center of beam pipe holder |  |  | 0.0295 | 0 | 780.56 | 0 | -5.0716e-05 | 0 | 0.0045 | 0 | 780.56 | 0 | -5.0716e-05 | 0 | -1.104 | 0 | 780.5585 | 0 | -0.0027507 | 0 | 0.0295 | 0 | 1219.8451 | 0 | -5.0716e-05 | 0 | 0.0295 | -2.884 | 3214.337 | 0.000365 | -5.0716e-05 | 0 | 18.5335 | 0.11 | -118.8206 | 0 | -0.0084948 | 0
PIPE.3218.T9 | SA1_XTD9_PIPE | T9 | SA1 | XTD9 | XTD9 | PIPE |  | Beam pipe holder |  | 73 | center of beam pipe holder |  |  | 0.0293 | 0 | 784.26 | 0 | -5.0716e-05 | 0 | 0.0043 | 0 | 784.26 | 0 | -5.0716e-05 | 0 | -1.1142 | 0 | 784.2585 | 0 | -0.0027507 | 0 | 0.0293 | 0 | 1223.5451 | 0 | -5.0716e-05 | 0 | 0.0293 | -2.8853 | 3218.037 | 0.000365 | -5.0716e-05 | 0 | 18.502 | 0.11 | -115.1208 | 0 | -0.0084948 | 0
PIPE.3223.T9 | SA1_XTD9_PIPE | T9 | SA1 | XTD9 | XTD9 | PIPE |  | Beam pipe holder |  | 73 | center of beam pipe holder |  |  | 0.0291 | 0 | 788.86 | 0 | -5.0716e-05 | 0 | 0.0041 | 0 | 788.86 | 0 | -5.0716e-05 | 0 | -1.1268 | 0 | 788.8585 | 0 | -0.0027507 | 0 | 0.0291 | 0 | 1228.1451 | 0 | -5.0716e-05 | 0 | 0.0291 | -2.887 | 3222.637 | 0.000365 | -5.0716e-05 | 0 | 18.463 | 0.11 | -110.5209 | 0 | -0.0084948 | 0
PIPE.3224.T9 | SA1_XTD9_PIPE | T9 | SA1 | XTD9 | XTD9 | PIPE |  | Beam pipe holder |  | 73 | center of beam pipe holder |  |  | 0.029 | 0 | 790.26 | 0 | -5.0716e-05 | 0 | 0.004 | 0 | 790.26 | 0 | -5.0716e-05 | 0 | -1.1307 | 0 | 790.2585 | 0 | -0.0027507 | 0 | 0.029 | 0 | 1229.5451 | 0 | -5.0716e-05 | 0 | 0.029 | -2.8875 | 3224.037 | 0.000365 | -5.0716e-05 | 0 | 18.4511 | 0.11 | -109.121 | 0 | -0.0084948 | 0
PIPE.3229.T9 | SA1_XTD9_PIPE | T9 | SA1 | XTD9 | XTD9 | PIPE |  | Beam pipe holder |  | 73 | center of beam pipe holder |  |  | 0.0288 | 0 | 794.86 | 0 | -5.0716e-05 | 0 | 0.0038 | 0 | 794.86 | 0 | -5.0716e-05 | 0 | -1.1433 | 0 | 794.8585 | 0 | -0.0027507 | 0 | 0.0288 | 0 | 1234.1451 | 0 | -5.0716e-05 | 0 | 0.0288 | -2.8892 | 3228.637 | 0.000365 | -5.0716e-05 | 0 | 18.412 | 0.11 | -104.5212 | 0 | -0.0084948 | 0
PIPE.3232.T9 | SA1_XTD9_PIPE | T9 | SA1 | XTD9 | XTD9 | PIPE |  | Beam pipe holder |  | 73 | center of beam pipe holder |  |  | 0.0286 | 0 | 798.56 | 0 | -5.0716e-05 | 0 | 0.0036 | 0 | 798.56 | 0 | -5.0716e-05 | 0 | -1.1535 | 0 | 798.5584 | 0 | -0.0027507 | 0 | 0.0286 | 0 | 1237.8451 | 0 | -5.0716e-05 | 0 | 0.0286 | -2.8906 | 3232.337 | 0.000365 | -5.0716e-05 | 0 | 18.3806 | 0.11 | -100.8213 | 0 | -0.0084948 | 0
PIPE.3236.T9 | SA1_XTD9_PIPE | T9 | SA1 | XTD9 | XTD9 | PIPE |  | Beam pipe holder |  | 73 | center of beam pipe holder |  |  | 0.0284 | 0 | 802.26 | 0 | -5.0716e-05 | 0 | 0.0034 | 0 | 802.26 | 0 | -5.0716e-05 | 0 | -1.1637 | 0 | 802.2584 | 0 | -0.0027507 | 0 | 0.0284 | 0 | 1241.5451 | 0 | -5.0716e-05 | 0 | 0.0284 | -2.8919 | 3236.037 | 0.000365 | -5.0716e-05 | 0 | 18.3491 | 0.11 | -97.1214 | 0 | -0.0084948 | 0
PIPE.3241.T9 | SA1_XTD9_PIPE | T9 | SA1 | XTD9 | XTD9 | PIPE |  | Beam pipe holder |  | 73 | center of beam pipe holder |  |  | 0.0281 | 0 | 807.685 | 0 | -5.0716e-05 | 0 | 0.0031 | 0 | 807.685 | 0 | -5.0716e-05 | 0 | -1.1786 | 0 | 807.6834 | 0 | -0.0027507 | 0 | 0.0281 | 0 | 1246.9701 | 0 | -5.0716e-05 | 0 | 0.0281 | -2.8939 | 3241.462 | 0.000365 | -5.0716e-05 | 0 | 18.303 | 0.11 | -91.6966 | 0 | -0.0084948 | 0
PIPE.3247.T9 | SA1_XTD9_PIPE | T9 | SA1 | XTD9 | XTD9 | PIPE |  | Beam pipe holder |  | 73 | center of beam pipe holder |  |  | 0.0278 | 0 | 813.11 | 0 | -5.0716e-05 | 0 | 0.0028 | 0 | 813.11 | 0 | -5.0716e-05 | 0 | -1.1936 | 0 | 813.1084 | 0 | -0.0027507 | 0 | 0.0278 | 0 | 1252.3951 | 0 | -5.0716e-05 | 0 | 0.0278 | -2.8959 | 3246.887 | 0.000365 | -5.0716e-05 | 0 | 18.2569 | 0.11 | -86.2718 | 0 | -0.0084948 | 0
PIPE.3250.T9 | SA1_XTD9_PIPE | T9 | SA1 | XTD9 | XTD9 | PIPE |  | Beam pipe holder |  | 73 | center of beam pipe holder |  |  | 0.0277 | 0 | 816.11 | 0 | -5.0716e-05 | 0 | 0.0027 | 0 | 816.11 | 0 | -5.0716e-05 | 0 | -1.2018 | 0 | 816.1084 | 0 | -0.0027507 | 0 | 0.0277 | 0 | 1255.3951 | 0 | -5.0716e-05 | 0 | 0.0277 | -2.897 | 3249.887 | 0.000365 | -5.0716e-05 | 0 | 18.2315 | 0.11 | -83.2719 | 0 | -0.0084948 | 0
PIPE.3254.T9 | SA1_XTD9_PIPE | T9 | SA1 | XTD9 | XTD9 | PIPE |  | Beam pipe holder |  | 73 | center of beam pipe holder |  |  | 0.0275 | 0 | 820.51 | 0 | -5.0716e-05 | 0 | 0.0025 | 0 | 820.51 | 0 | -5.0716e-05 | 0 | -1.2139 | 0 | 820.5084 | 0 | -0.0027507 | 0 | 0.0275 | 0 | 1259.7951 | 0 | -5.0716e-05 | 0 | 0.0275 | -2.8986 | 3254.287 | 0.000365 | -5.0716e-05 | 0 | 18.1941 | 0.11 | -78.8721 | 0 | -0.0084948 | 0
PIPE.3259.T9 | SA1_XTD9_PIPE | T9 | SA1 | XTD9 | XTD9 | PIPE |  | Beam pipe holder |  | 73 | center of beam pipe holder |  |  | 0.0272 | 0 | 825.11 | 0 | -5.0716e-05 | 0 | 0.0022 | 0 | 825.11 | 0 | -5.0716e-05 | 0 | -1.2266 | 0 | 825.1083 | 0 | -0.0027507 | 0 | 0.0272 | 0 | 1264.3951 | 0 | -5.0716e-05 | 0 | 0.0272 | -2.9003 | 3258.887 | 0.000365 | -5.0716e-05 | 0 | 18.155 | 0.11 | -74.2722 | 0 | -0.0084948 | 0
PIPE.3260.T9 | SA1_XTD9_PIPE | T9 | SA1 | XTD9 | XTD9 | PIPE |  | Beam pipe holder |  | 73 | center of beam pipe holder |  |  | 0.0272 | 0 | 826.51 | 0 | -5.0716e-05 | 0 | 0.0022 | 0 | 826.51 | 0 | -5.0716e-05 | 0 | -1.2304 | 0 | 826.5083 | 0 | -0.0027507 | 0 | 0.0272 | 0 | 1265.7951 | 0 | -5.0716e-05 | 0 | 0.0272 | -2.9008 | 3260.287 | 0.000365 | -5.0716e-05 | 0 | 18.1432 | 0.11 | -72.8723 | 0 | -0.0084948 | 0
PIPE.3265.T9 | SA1_XTD9_PIPE | T9 | SA1 | XTD9 | XTD9 | PIPE |  | Beam pipe holder |  | 73 | center of beam pipe holder |  |  | 0.0269 | 0 | 831.11 | 0 | -5.0716e-05 | 0 | 0.0019 | 0 | 831.11 | 0 | -5.0716e-05 | 0 | -1.2431 | 0 | 831.1083 | 0 | -0.0027507 | 0 | 0.0269 | 0 | 1270.3951 | 0 | -5.0716e-05 | 0 | 0.0269 | -2.9025 | 3264.887 | 0.000365 | -5.0716e-05 | 0 | 18.104 | 0.11 | -68.2725 | 0 | -0.0084948 | 0
PIPE.3269.T9 | SA1_XTD9_PIPE | T9 | SA1 | XTD9 | XTD9 | PIPE |  | Beam pipe holder |  | 73 | center of beam pipe holder |  |  | 0.0267 | 0 | 834.81 | 0 | -5.0716e-05 | 0 | 0.0017 | 0 | 834.81 | 0 | -5.0716e-05 | 0 | -1.2533 | 0 | 834.8083 | 0 | -0.0027507 | 0 | 0.0267 | 0 | 1274.0951 | 0 | -5.0716e-05 | 0 | 0.0267 | -2.9038 | 3268.587 | 0.000365 | -5.0716e-05 | 0 | 18.0726 | 0.11 | -64.5726 | 0 | -0.0084948 | 0
PIPE.3272.T9 | SA1_XTD9_PIPE | T9 | SA1 | XTD9 | XTD9 | PIPE |  | Beam pipe holder |  | 73 | center of beam pipe holder |  |  | 0.0265 | 0 | 838.51 | 0 | -5.0716e-05 | 0 | 0.0015 | 0 | 838.51 | 0 | -5.0716e-05 | 0 | -1.2635 | 0 | 838.5083 | 0 | -0.0027507 | 0 | 0.0265 | 0 | 1277.7951 | 0 | -5.0716e-05 | 0 | 0.0265 | -2.9052 | 3272.287 | 0.000365 | -5.0716e-05 | 0 | 18.0411 | 0.11 | -60.8727 | 0 | -0.0084948 | 0
PIPE.3278.T9 | SA1_XTD9_PIPE | T9 | SA1 | XTD9 | XTD9 | PIPE |  | Beam pipe holder |  | 73 | center of beam pipe holder |  |  | 0.0263 | 0 | 843.935 | 0 | -5.0716e-05 | 0 | 0.0013 | 0 | 843.935 | 0 | -5.0716e-05 | 0 | -1.2783 | 0 | 843.9333 | 0 | -0.0027507 | 0 | 0.0263 | 0 | 1283.2201 | 0 | -5.0716e-05 | 0 | 0.0263 | -2.9071 | 3277.712 | 0.000365 | -5.0716e-05 | 0 | 17.9951 | 0.11 | -55.4479 | 0 | -0.0084948 | 0
PIPE.3283.T9 | SA1_XTD9_PIPE | T9 | SA1 | XTD9 | XTD9 | PIPE |  | Beam pipe holder |  | 73 | center of beam pipe holder |  |  | 0.026 | 0 | 849.36 | 0 | -5.0716e-05 | 0 | 0.001 | 0 | 849.36 | 0 | -5.0716e-05 | 0 | -1.2933 | 0 | 849.3583 | 0 | -0.0027507 | 0 | 0.026 | 0 | 1288.6451 | 0 | -5.0716e-05 | 0 | 0.026 | -2.9091 | 3283.137 | 0.000365 | -5.0716e-05 | 0 | 17.949 | 0.11 | -50.0231 | 0 | -0.0084948 | 0
PIPE.3287.T9 | SA1_XTD9_PIPE | T9 | SA1 | XTD9 | XTD9 | PIPE |  | Beam pipe holder |  | 73 | center of beam pipe holder |  |  | 0.0258 | 0 | 853.06 | 0 | -5.0716e-05 | 0 | 0.0008 | 0 | 853.06 | 0 | -5.0716e-05 | 0 | -1.3035 | 0 | 853.0582 | 0 | -0.0027507 | 0 | 0.0258 | 0 | 1292.3451 | 0 | -5.0716e-05 | 0 | 0.0258 | -2.9105 | 3286.837 | 0.000365 | -5.0716e-05 | 0 | 17.9176 | 0.11 | -46.3233 | 0 | -0.0084948 | 0
PIPE.3291.T9 | SA1_XTD9_PIPE | T9 | SA1 | XTD9 | XTD9 | PIPE |  | Beam pipe holder |  | 73 | center of beam pipe holder |  |  | 0.0256 | 0 | 856.76 | 0 | -5.0716e-05 | 0 | 0.0006 | 0 | 856.76 | 0 | -5.0716e-05 | 0 | -1.3137 | 0 | 856.7582 | 0 | -0.0027507 | 0 | 0.0256 | 0 | 1296.0451 | 0 | -5.0716e-05 | 0 | 0.0256 | -2.9118 | 3290.537 | 0.000365 | -5.0716e-05 | 0 | 17.8861 | 0.11 | -42.6234 | 0 | -0.0084948 | 0
PIPE.3295.T9 | SA1_XTD9_PIPE | T9 | SA1 | XTD9 | XTD9 | PIPE |  | Beam pipe holder |  | 73 | center of beam pipe holder |  |  | 0.0254 | 0 | 861.36 | 0 | -5.0716e-05 | 0 | 0.0004 | 0 | 861.36 | 0 | -5.0716e-05 | 0 | -1.3263 | 0 | 861.3582 | 0 | -0.0027507 | 0 | 0.0254 | 0 | 1300.6451 | 0 | -5.0716e-05 | 0 | 0.0254 | -2.9135 | 3295.137 | 0.000365 | -5.0716e-05 | 0 | 17.8471 | 0.11 | -38.0236 | 0 | -0.0084948 | 0
PIPE.3297.T9 | SA1_XTD9_PIPE | T9 | SA1 | XTD9 | XTD9 | PIPE |  | Beam pipe holder |  | 73 | center of beam pipe holder |  |  | 0.0253 | 0 | 862.76 | 0 | -5.0716e-05 | 0 | 0.0003 | 0 | 862.76 | 0 | -5.0716e-05 | 0 | -1.3302 | 0 | 862.7582 | 0 | -0.0027507 | 0 | 0.0253 | 0 | 1302.0451 | 0 | -5.0716e-05 | 0 | 0.0253 | -2.914 | 3296.537 | 0.000365 | -5.0716e-05 | 0 | 17.8352 | 0.11 | -36.6236 | 0 | -0.0084948 | 0
PIPE.3301.T9 | SA1_XTD9_PIPE | T9 | SA1 | XTD9 | XTD9 | PIPE |  | Beam pipe holder |  | 73 | center of beam pipe holder |  |  | 0.0251 | 0 | 867.36 | 0 | -5.0716e-05 | 0 | 0.0001 | 0 | 867.36 | 0 | -5.0716e-05 | 0 | -1.3428 | 0 | 867.3582 | 0 | -0.0027507 | 0 | 0.0251 | 0 | 1306.6451 | 0 | -5.0716e-05 | 0 | 0.0251 | -2.9157 | 3301.137 | 0.000365 | -5.0716e-05 | 0 | 17.7961 | 0.11 | -32.0238 | 0 | -0.0084948 | 0
PIPE.3302.T9 | SA1_XTD9_PIPE | T9 | SA1 | XTD9 | XTD9 | PIPE |  | Beam pipe holder |  | 73 | center of beam pipe holder |  |  | 0.025 | 0 | 868.418 | 0 | -5.0716e-05 | 0 | 0 | 0 | 868.418 | 0 | -5.0716e-05 | 0 | -1.3457 | 0 | 868.4162 | 0 | -0.0027507 | 0 | 0.025 | 0 | 1307.7031 | 0 | -5.0716e-05 | 0 | 0.025 | -2.9161 | 3302.195 | 0.000365 | -5.0716e-05 | 0 | 17.7871 | 0.11 | -30.9658 | 0 | -0.0084948 | 0
PBLM.3302.T9 | SPB_XTD9_PBLM | T9 | SPB | XTD9 | XTD9 | PBLM |  | PBLM |  | 73 | Photon Beam loss monitor x=+25mm type II |  |  | 0.03 | 0 | 868.64 | 0 | 0 | 0 | 0.005 | 0 | 868.64 | 0 | 0 | 0 | -1.3413 | 0 | 868.6382 | 0 | -0.0027 | 0 | 0.03 | 0 | 1307.9251 | 0 | 0 | 0 | 0.03 | -2.9162 | 3302.417 | 0.000365 | 0 | 0 | 17.7902 | 0.11 | -30.7438 | 0 | -0.008444 | 0
COLB.3303.T9 | SPB_XTD9_COLB | T9 | SPB | XTD9 | XTD9 | COLB |  | Collimator B |  | 73 | Collimator 25mm x=+25mm |  |  | 0.03 | 0 | 869.38 | 0 | 0 | 0 | 0.005 | 0 | 869.38 | 0 | 0 | 0 | -1.3433 | 0 | 869.3782 | 0 | -0.0027 | 0 | 0.03 | 0 | 1308.6651 | 0 | 0 | 0 | 0.03 | -2.9164 | 3303.157 | 0.000365 | 0 | 0 | 17.784 | 0.11 | -30.0038 | 0 | -0.008444 | 0
DPS-C1.3304.T9 | SPB_XTD9_DPS-C1 | T9 | SPB | XTD9 | XTD9 | DPS | C1 | Differential Pump |  | 73 | Diff. Pump DN40 up |  |  | 0.025 | 0 | 870.088 | 0 | 0 | 0 | 0 | 0 | 870.088 | 0 | 0 | 0 | -1.3502 | 0 | 870.0862 | 0 | -0.0027 | 0 | 0.025 | 0 | 1309.3731 | 0 | 0 | 0 | 0.025 | -2.9167 | 3303.865 | 0.000365 | 0 | 0 | 17.773 | 0.11 | -29.2959 | 0 | -0.008444 | 0
DPS-T1.3305.T9 | SPB_XTD9_DPS-T1 | T9 | SPB | XTD9 | XTD9 | DPS | T1 | Differential Pump |  | 73 | Diff. Pump DN40 up |  |  | 0.025 | 0 | 870.8014 | 0 | 0 | 0 | 0 | 0 | 870.8014 | 0 | 0 | 0 | -1.3522 | 0 | 870.7996 | 0 | -0.0027 | 0 | 0.025 | 0 | 1310.0865 | 0 | 0 | 0 | 0.025 | -2.9169 | 3304.5785 | 0.000365 | 0 | 0 | 17.767 | 0.11 | -28.5824 | 0 | -0.008444 | 0
DPS-C2.3305.T9 | SPB_XTD9_DPS-C2 | T9 | SPB | XTD9 | XTD9 | DPS | C2 | Differential Pump |  | 73 | Diff. Pump DN40 up |  |  | 0.025 | 0 | 871.71 | 0 | 0 | 0 | 0 | 0 | 871.71 | 0 | 0 | 0 | -1.3546 | 0 | 871.7082 | 0 | -0.0027 | 0 | 0.025 | 0 | 1310.9951 | 0 | 0 | 0 | 0.025 | -2.9173 | 3305.487 | 0.000365 | 0 | 0 | 17.7593 | 0.11 | -27.6739 | 0 | -0.008444 | 0
DPS-T2.3306.T9 | SPB_XTD9_DPS-T2 | T9 | SPB | XTD9 | XTD9 | DPS | T2 | Differential Pump |  | 73 | Diff. Pump DN40 up |  |  | 0.025 | 0 | 872.5149 | 0 | 0 | 0 | 0 | 0 | 872.5149 | 0 | 0 | 0 | -1.3568 | 0 | 872.5131 | 0 | -0.0027 | 0 | 0.025 | 0 | 1311.8001 | 0 | 0 | 0 | 0.025 | -2.9176 | 3306.292 | 0.000365 | 0 | 0 | 17.7525 | 0.11 | -26.869 | 0 | -0.008444 | 0
DPS-C3.3307.T9 | SPB_XTD9_DPS-C3 | T9 | SPB | XTD9 | XTD9 | DPS | C3 | Differential Pump |  | 73 | Diff. Pump DN40 up |  |  | 0.025 | 0 | 873.319 | 0 | 0 | 0 | 0 | 0 | 873.319 | 0 | 0 | 0 | -1.359 | 0 | 873.3172 | 0 | -0.0027 | 0 | 0.025 | 0 | 1312.6041 | 0 | 0 | 0 | 0.025 | -2.9179 | 3307.096 | 0.000365 | 0 | 0 | 17.7457 | 0.11 | -26.065 | 0 | -0.008444 | 0
DPS-T3.3308.T9 | SPB_XTD9_DPS-T3 | T9 | SPB | XTD9 | XTD9 | DPS | T3 | Differential Pump |  | 73 | Diff. Pump DN40 up |  |  | 0.025 | 0 | 874.2835 | 0 | 0 | 0 | 0 | 0 | 874.2835 | 0 | 0 | 0 | -1.3616 | 0 | 874.2817 | 0 | -0.0027 | 0 | 0.025 | 0 | 1313.5686 | 0 | 0 | 0 | 0.025 | -2.9182 | 3308.0606 | 0.000365 | 0 | 0 | 17.7376 | 0.11 | -25.1005 | 0 | -0.008444 | 0
DPS-T4.3309.T9 | SPB_XTD9_DPS-T4 | T9 | SPB | XTD9 | XTD9 | DPS | T4 | Differential Pump |  | 73 | Diff. Pump DN40 up |  |  | 0.025 | 0 | 875.3895 | 0 | 0 | 0 | 0 | 0 | 875.3895 | 0 | 0 | 0 | -1.3646 | 0 | 875.3877 | 0 | -0.0027 | 0 | 0.025 | 0 | 1314.6747 | 0 | 0 | 0 | 0.025 | -2.9186 | 3309.1666 | 0.000365 | 0 | 0 | 17.7282 | 0.11 | -23.9945 | 0 | -0.008444 | 0
XGM.3311.T9 | SPB_XTD9_XGM | T9 | SPB | XTD9 | XTD9 | XGM |  | XGM |  | 74 | XGM (bellows 2xDN40 incl.) x=+25mm |  |  | 0.029 | 0 | 877.201 | 0 | 0 | 0 | 0.004 | 0 | 877.201 | 0 | 0 | 0 | -1.3654 | 0 | 877.1992 | 0 | -0.0027 | 0 | 0.029 | 0 | 1316.4861 | 0 | 0 | 0 | 0.029 | -2.9193 | 3310.978 | 0.000365 | 0 | 0 | 17.7169 | 0.11 | -22.1831 | 0 | -0.008444 | 0
DPS-T5.3316.T9 | SPB_XTD9_DPS-T5 | T9 | SPB | XTD9 | XTD9 | DPS | T5 | Differential Pump |  | 73 | Diff. Pump DN40 down |  |  | 0.025 | 0 | 882.5604 | 0 | 0 | 0 | 0 | 0 | 882.5604 | 0 | 0 | 0 | -1.3839 | 0 | 882.5586 | 0 | -0.0027 | 0 | 0.025 | 0 | 1321.8456 | 0 | 0 | 0 | 0.025 | -2.9212 | 3316.3375 | 0.000365 | 0 | 0 | 17.6677 | 0.11 | -16.8239 | 0 | -0.008444 | 0
DPS-T6.3317.T9 | SPB_XTD9_DPS-T6 | T9 | SPB | XTD9 | XTD9 | DPS | T6 | Differential Pump |  | 73 | Diff. Pump DN40 down |  |  | 0.025 | 0 | 883.609 | 0 | 0 | 0 | 0 | 0 | 883.609 | 0 | 0 | 0 | -1.3867 | 0 | 883.6071 | 0 | -0.0027 | 0 | 0.025 | 0 | 1322.8941 | 0 | 0 | 0 | 0.025 | -2.9216 | 3317.386 | 0.000365 | 0 | 0 | 17.6588 | 0.11 | -15.7754 | 0 | -0.008444 | 0
DPS-C4.3318.T9 | SPB_XTD9_DPS-C4 | T9 | SPB | XTD9 | XTD9 | DPS | C4 | Differential Pump |  | 73 | Diff. Pump DN40 down |  |  | 0.025 | 0 | 884.581 | 0 | 0 | 0 | 0 | 0 | 884.581 | 0 | 0 | 0 | -1.3894 | 0 | 884.5791 | 0 | -0.0027 | 0 | 0.025 | 0 | 1323.8661 | 0 | 0 | 0 | 0.025 | -2.922 | 3318.358 | 0.000365 | 0 | 0 | 17.6506 | 0.11 | -14.8034 | 0 | -0.008444 | 0
DPS-T7.3319.T9 | SPB_XTD9_DPS-T7 | T9 | SPB | XTD9 | XTD9 | DPS | T7 | Differential Pump |  | 73 | Diff. Pump DN40 down |  |  | 0.025 | 0 | 885.3859 | 0 | 0 | 0 | 0 | 0 | 885.3859 | 0 | 0 | 0 | -1.3915 | 0 | 885.3841 | 0 | -0.0027 | 0 | 0.025 | 0 | 1324.6711 | 0 | 0 | 0 | 0.025 | -2.9223 | 3319.163 | 0.000365 | 0 | 0 | 17.6438 | 0.11 | -13.9985 | 0 | -0.008444 | 0
DPS-C5.3320.T9 | SPB_XTD9_DPS-C5 | T9 | SPB | XTD9 | XTD9 | DPS | C5 | Differential Pump |  | 73 | Diff. Pump DN40 down |  |  | 0.025 | 0 | 886.19 | 0 | 0 | 0 | 0 | 0 | 886.19 | 0 | 0 | 0 | -1.3937 | 0 | 886.1881 | 0 | -0.0027 | 0 | 0.025 | 0 | 1325.4751 | 0 | 0 | 0 | 0.025 | -2.9226 | 3319.967 | 0.000365 | 0 | 0 | 17.637 | 0.11 | -13.1944 | 0 | -0.008444 | 0
DPS-T8.3321.T9 | SPB_XTD9_DPS-T8 | T9 | SPB | XTD9 | XTD9 | DPS | T8 | Differential Pump |  | 73 | Diff. Pump DN40 down |  |  | 0.025 | 0 | 887.0986 | 0 | 0 | 0 | 0 | 0 | 887.0986 | 0 | 0 | 0 | -1.3962 | 0 | 887.0967 | 0 | -0.0027 | 0 | 0.025 | 0 | 1326.3836 | 0 | 0 | 0 | 0.025 | -2.9229 | 3320.8756 | 0.000365 | 0 | 0 | 17.6294 | 0.11 | -12.2859 | 0 | -0.008444 | 0
DPS-C6.3322.T9 | SPB_XTD9_DPS-C6 | T9 | SPB | XTD9 | XTD9 | DPS | C6 | Differential Pump |  | 73 | Diff. Pump DN40 down |  |  | 0.025 | 0 | 887.812 | 0 | 0 | 0 | 0 | 0 | 887.812 | 0 | 0 | 0 | -1.3981 | 0 | 887.8101 | 0 | -0.0027 | 0 | 0.025 | 0 | 1327.0971 | 0 | 0 | 0 | 0.025 | -2.9232 | 3321.589 | 0.000365 | 0 | 0 | 17.6233 | 0.11 | -11.5725 | 0 | -0.008444 | 0
PPU.3330.T9 | SPB_XTD9_PPU | T9 | SPB | XTD9 | XTD9 | PPU |  | Pulse picker |  | 84 | SPB components |  |  | 0.025 | 0 | 896.6229 | 0 | 0 | 0 | 0 | 0 | 896.6229 | 0 | 0 | 0 | -1.4219 | 0 | 896.621 | 0 | -0.0027 | 0 | 0.025 | 0 | 1335.908 | 0 | 0 | 0 | 0.025 | -2.9264 | 3330.3999 | 0.000365 | 0 | 0 | 17.5489 | 0.11 | -2.7619 | 0 | -0.008444 | 0
ATT.3331.T9 | SPB_XTD9_ATT | T9 | SPB | XTD9 | XTD9 | ATT |  | Attenuator |  | 84 | SPB components |  |  | 0.025 | 0 | 897.6409 | 0 | 0 | 0 | 0 | 0 | 897.6409 | 0 | 0 | 0 | -1.4246 | 0 | 897.639 | 0 | -0.0027 | 0 | 0.025 | 0 | 1336.926 | 0 | 0 | 0 | 0.025 | -2.9267 | 3331.4179 | 0.000365 | 0 | 0 | 17.5404 | 0.11 | -1.744 | 0 | -0.008444 | 0
SCR.3332.T9 | SPB_XTD9_SCR | T9 | SPB | XHEXP1 | XTD9 | SCR |  | Screen |  | 84 | CRLs |  |  | 0.0284 | 0 | 898.0909 | 0 | 0 | 0 | 0.0034 | 0 | 898.0909 | 0 | 0 | 0 | -1.4224 | 0 | 898.089 | 0 | -0.0027 | 0 | 0.0284 | 0 | 1337.376 | 0 | 0 | 0 | 0.0284 | -2.9269 | 3331.8679 | 0.000365 | 0 | 0 | 17.54 | 0.11 | -1.2939 | 0 | -0.008444 | 0
CRL.3333.T9 | SPB_XTD9_CRL | T9 | SPB | XHEXP1 | XTD9 | CRL |  | CRL |  | 84 | CRLs |  |  | 0.025 | 0 | 898.8276 | 0 | 0 | 0 | 0 | 0 | 898.8276 | 0 | 0 | 0 | -1.4278 | 0 | 898.8257 | 0 | -0.0027 | 0 | 0.025 | 0 | 1338.1127 | 0 | 0 | 0 | 0.025 | -2.9272 | 3332.6047 | 0.000365 | 0 | 0 | 17.5303 | 0.11 | -0.55725 | 0 | -0.008444 | 0
IMGPI.3334.T9 | SPB_XTD9_IMGPI | T9 | SPB | XHEXP1 | XTD9 | IMGPI |  | Pop-in Monitor |  | 74 | Pop-in Monitor (type I) bellow ds. DN63 incl. |  |  | 0.025 | 0 | 900.4474 | 0 | 0 | 0 | 0 | 0 | 900.4474 | 0 | 0 | 0 | -1.4322 | 0 | 900.4455 | 0 | -0.0027 | 0 | 0.025 | 0 | 1339.7325 | 0 | 0 | 0 | 0.025 | -2.9278 | 3334.2244 | 0.000365 | 0 | 0 | 17.5167 | 0.11 | 1.0624 | 0 | -0.008444 | 0
SHUT.3335.T9 | SPB_XTD9_SHUT | T9 | SPB | XHEXP1 | XTD9 | SHUT |  | Front end SPB |  | 73 | Front end x=+25mm ↓ type I (DN40/40) |  |  | 0.025 | 0 | 901.5699 | 0 | 0 | 0 | 0 | 0 | 901.5699 | 0 | 0 | 0 | -1.4352 | 0 | 901.568 | 0 | -0.0027 | 0 | 0.025 | 0 | 1340.855 | 0 | 0 | 0 | 0.025 | -2.9282 | 3335.3469 | 0.000365 | 0 | 0 | 17.5072 | 0.11 | 2.1849 | 0 | -0.008444 | 0
PIPE.2861.T9FXE | SA1_XTD9_PIPE | T9FXE | SA1 | XTD9 | XTD9 | PIPE |  | Beam pipe holder |  | 73 | center of beam pipe holder |  |  | 0.1982 | 0 | 426.7497 | 0 | 0.0026549 | 0 | 0.1732 | 0 | 426.7497 | 0 | 0.0026549 | 0 | 0.019975 | 0 | 426.75 | 0 | -4.506e-05 | 0 | 0.1982 | 0 | 866.0348 | 0 | 0.0026549 | 0 | 0.1982 | -2.7548 | 2860.5267 | 0.000365 | 0.0026549 | 0 | 21.6897 | 0.11 | -472.6169 | 0 | -0.0057891 | 0
PIPE.2865.T9FXE | SA1_XTD9_PIPE | T9FXE | SA1 | XTD9 | XTD9 | PIPE |  | Beam pipe holder |  | 73 | center of beam pipe holder |  |  | 0.2106 | 0 | 431.4297 | 0 | 0.0026549 | 0 | 0.1856 | 0 | 431.4297 | 0 | 0.0026549 | 0 | 0.019739 | 0 | 431.43 | 0 | -4.506e-05 | 0 | 0.2106 | 0 | 870.7148 | 0 | 0.0026549 | 0 | 0.2106 | -2.7565 | 2865.2067 | 0.000365 | 0.0026549 | 0 | 21.6626 | 0.11 | -467.937 | 0 | -0.0057891 | 0
PIPE.2868.T9FXE | SA1_XTD9_PIPE | T9FXE | SA1 | XTD9 | XTD9 | PIPE |  | Beam pipe holder |  | 73 | center of beam pipe holder |  |  | 0.2188 | 0 | 434.5297 | 0 | 0.0026549 | 0 | 0.1938 | 0 | 434.5297 | 0 | 0.0026549 | 0 | 0.019569 | 0 | 434.53 | 0 | -4.506e-05 | 0 | 0.2188 | 0 | 873.8148 | 0 | 0.0026549 | 0 | 0.2188 | -2.7576 | 2868.3067 | 0.000365 | 0.0026549 | 0 | 21.6446 | 0.11 | -464.837 | 0 | -0.0057891 | 0
PIPE.2873.T9FXE | SA1_XTD9_PIPE | T9FXE | SA1 | XTD9 | XTD9 | PIPE |  | Beam pipe holder |  | 73 | center of beam pipe holder |  |  | 0.23 | 0 | 438.7297 | 0 | 0.0026549 | 0 | 0.205 | 0 | 438.7297 | 0 | 0.0026549 | 0 | 0.019429 | 0 | 438.73 | 0 | -4.506e-05 | 0 | 0.23 | 0 | 878.0148 | 0 | 0.0026549 | 0 | 0.23 | -2.7592 | 2872.5067 | 0.000365 | 0.0026549 | 0 | 21.6204 | 0.11 | -460.6371 | 0 | -0.0057891 | 0
PIPE.2877.T9FXE | SA1_XTD9_PIPE | T9FXE | SA1 | XTD9 | XTD9 | PIPE |  | Beam pipe holder |  | 73 | center of beam pipe holder |  |  | 0.2419 | 0 | 443.2297 | 0 | 0.0026549 | 0 | 0.2169 | 0 | 443.2297 | 0 | 0.0026549 | 0 | 0.019179 | 0 | 443.23 | 0 | -4.506e-05 | 0 | 0.2419 | 0 | 882.5148 | 0 | 0.0026549 | 0 | 0.2419 | -2.7608 | 2877.0067 | 0.000365 | 0.0026549 | 0 | 21.5943 | 0.11 | -456.1371 | 0 | -0.0057891 | 0
PIPE.2879.T9FXE | SA1_XTD9_PIPE | T9FXE | SA1 | XTD9 | XTD9 | PIPE |  | Beam pipe holder |  | 73 | center of beam pipe holder |  |  | 0.2472 | 0 | 445.2297 | 0 | 0.0026549 | 0 | 0.2222 | 0 | 445.2297 | 0 | 0.0026549 | 0 | 0.019079 | 0 | 445.23 | 0 | -4.506e-05 | 0 | 0.2472 | 0 | 884.5148 | 0 | 0.0026549 | 0 | 0.2472 | -2.7616 | 2879.0067 | 0.000365 | 0.0026549 | 0 | 21.5827 | 0.11 | -454.1371 | 0 | -0.0057891 | 0
PIPE.2884.T9FXE | SA1_XTD9_PIPE | T9FXE | SA1 | XTD9 | XTD9 | PIPE |  | Beam pipe holder |  | 73 | center of beam pipe holder |  |  | 0.2592 | 0 | 449.7297 | 0 | 0.0026549 | 0 | 0.2342 | 0 | 449.7297 | 0 | 0.0026549 | 0 | 0.018929 | 0 | 449.73 | 0 | -4.506e-05 | 0 | 0.2592 | 0 | 889.0148 | 0 | 0.0026549 | 0 | 0.2592 | -2.7632 | 2883.5067 | 0.000365 | 0.0026549 | 0 | 21.5567 | 0.11 | -449.6372 | 0 | -0.0057891 | 0
PIPE.2888.T9FXE | SA1_XTD9_PIPE | T9FXE | SA1 | XTD9 | XTD9 | PIPE |  | Beam pipe holder |  | 73 | center of beam pipe holder |  |  | 0.2698 | 0 | 453.7297 | 0 | 0.0026549 | 0 | 0.2448 | 0 | 453.7297 | 0 | 0.0026549 | 0 | 0.018729 | 0 | 453.7301 | 0 | -4.506e-05 | 0 | 0.2698 | 0 | 893.0148 | 0 | 0.0026549 | 0 | 0.2698 | -2.7647 | 2887.5067 | 0.000365 | 0.0026549 | 0 | 21.5335 | 0.11 | -445.6373 | 0 | -0.0057891 | 0
PIPE.2891.T9FXE | SA1_XTD9_PIPE | T9FXE | SA1 | XTD9 | XTD9 | PIPE |  | Beam pipe holder |  | 73 | center of beam pipe holder |  |  | 0.2778 | 0 | 456.7296 | 0 | 0.0026549 | 0 | 0.2528 | 0 | 456.7296 | 0 | 0.0026549 | 0 | 0.018629 | 0 | 456.73 | 0 | -4.506e-05 | 0 | 0.2778 | 0 | 896.0147 | 0 | 0.0026549 | 0 | 0.2778 | -2.7658 | 2890.5066 | 0.000365 | 0.0026549 | 0 | 21.5162 | 0.11 | -442.6374 | 0 | -0.0057891 | 0
PIPE.2896.T9FXE | SA1_XTD9_PIPE | T9FXE | SA1 | XTD9 | XTD9 | PIPE |  | Beam pipe holder |  | 73 | center of beam pipe holder |  |  | 0.2922 | 0 | 462.1746 | 0 | 0.0026549 | 0 | 0.2672 | 0 | 462.1746 | 0 | 0.0026549 | 0 | 0.018328 | 0 | 462.175 | 0 | -4.506e-05 | 0 | 0.2922 | 0 | 901.4597 | 0 | 0.0026549 | 0 | 0.2922 | -2.7677 | 2895.9516 | 0.000365 | 0.0026549 | 0 | 21.4846 | 0.11 | -437.1925 | 0 | -0.0057891 | 0
PIPE.2897.T9FXE | SA1_XTD9_PIPE | T9FXE | SA1 | XTD9 | XTD9 | PIPE |  | Beam pipe holder |  | 73 | center of beam pipe holder |  |  | 0.2951 | 0 | 463.2496 | 0 | 0.0026549 | 0 | 0.2701 | 0 | 463.2496 | 0 | 0.0026549 | 0 | 0.018325 | 0 | 463.25 | 0 | -4.506e-05 | 0 | 0.2951 | 0 | 902.5347 | 0 | 0.0026549 | 0 | 0.2951 | -2.7681 | 2897.0266 | 0.000365 | 0.0026549 | 0 | 21.4784 | 0.11 | -436.1175 | 0 | -0.0057891 | 0
PIPE.2898.T9FXE | SA1_XTD9_PIPE | T9FXE | SA1 | XTD9 | XTD9 | PIPE |  | Beam pipe holder |  | 73 | center of beam pipe holder |  |  | 0.2988 | 0 | 464.6496 | 0 | 0.0026549 | 0 | 0.2738 | 0 | 464.6496 | 0 | 0.0026549 | 0 | 0.018245 | 0 | 464.65 | 0 | -4.506e-05 | 0 | 0.2988 | 0 | 903.9347 | 0 | 0.0026549 | 0 | 0.2988 | -2.7686 | 2898.4266 | 0.000365 | 0.0026549 | 0 | 21.4703 | 0.11 | -434.7175 | 0 | -0.0057891 | 0
PIPE.2903.T9FXE | SA1_XTD9_PIPE | T9FXE | SA1 | XTD9 | XTD9 | PIPE |  | Beam pipe holder |  | 73 | center of beam pipe holder |  |  | 0.311 | 0 | 469.2496 | 0 | 0.0026549 | 0 | 0.286 | 0 | 469.2496 | 0 | 0.0026549 | 0 | 0.018025 | 0 | 469.25 | 0 | -4.506e-05 | 0 | 0.311 | 0 | 908.5347 | 0 | 0.0026549 | 0 | 0.311 | -2.7703 | 2903.0266 | 0.000365 | 0.0026549 | 0 | 21.4437 | 0.11 | -430.1176 | 0 | -0.0057891 | 0
PIPE.2904.T9FXE | SA1_XTD9_PIPE | T9FXE | SA1 | XTD9 | XTD9 | PIPE |  | Beam pipe holder |  | 73 | center of beam pipe holder |  |  | 0.3147 | 0 | 470.6496 | 0 | 0.0026549 | 0 | 0.2897 | 0 | 470.6496 | 0 | 0.0026549 | 0 | 0.017945 | 0 | 470.65 | 0 | -4.506e-05 | 0 | 0.3147 | 0 | 909.9347 | 0 | 0.0026549 | 0 | 0.3147 | -2.7708 | 2904.4266 | 0.000365 | 0.0026549 | 0 | 21.4355 | 0.11 | -428.7176 | 0 | -0.0057891 | 0
PIPE.2909.T9FXE | SA1_XTD9_PIPE | T9FXE | SA1 | XTD9 | XTD9 | PIPE |  | Beam pipe holder |  | 73 | center of beam pipe holder |  |  | 0.3269 | 0 | 475.2496 | 0 | 0.0026549 | 0 | 0.3019 | 0 | 475.2496 | 0 | 0.0026549 | 0 | 0.017725 | 0 | 475.25 | 0 | -4.506e-05 | 0 | 0.3269 | 0 | 914.5347 | 0 | 0.0026549 | 0 | 0.3269 | -2.7725 | 2909.0266 | 0.000365 | 0.0026549 | 0 | 21.4089 | 0.11 | -424.1176 | 0 | -0.0057891 | 0
PIPE.2910.T9FXE | SA1_XTD9_PIPE | T9FXE | SA1 | XTD9 | XTD9 | PIPE |  | Beam pipe holder |  | 73 | center of beam pipe holder |  |  | 0.4736 | 0 | 476.2392 | 0 | 0.0026549 | 0 | 0.4486 | 0 | 476.2392 | 0 | 0.0026549 | 0 | 0.16175 | 0 | 476.24 | 0 | -4.506e-05 | 0 | 0.4736 | 0 | 915.5243 | 0 | 0.0026549 | 0 | 0.4736 | -2.7729 | 2910.0162 | 0.000365 | 0.0026549 | 0 | 21.5472 | 0.11 | -423.1268 | 0 | -0.0057891 | 0
PIPE.2910.T9FXE | SA1_XTD9_PIPE | T9FXE | SA1 | XTD9 | XTD9 | PIPE |  | Beam pipe holder |  | 73 | center of beam pipe holder |  |  | 0.1856 | 0 | 476.24 | 0 | 0.0026549 | 0 | 0.1606 | 0 | 476.24 | 0 | 0.0026549 | 0 | -0.12625 | 0 | 476.24 | 0 | -4.506e-05 | 0 | 0.1856 | 0 | 915.5251 | 0 | 0.0026549 | 0 | 0.1856 | -2.7729 | 2910.017 | 0.000365 | 0.0026549 | 0 | 21.2592 | 0.11 | -423.1285 | 0 | -0.0057891 | 0
PIPE.2911.T9FXE | SA1_XTD9_PIPE | T9FXE | SA1 | XTD9 | XTD9 | PIPE |  | Beam pipe holder |  | 73 | center of beam pipe holder |  |  | 0.475 | 0 | 476.7592 | 0 | 0.0026549 | 0 | 0.45 | 0 | 476.7592 | 0 | 0.0026549 | 0 | 0.16175 | 0 | 476.76 | 0 | -4.506e-05 | 0 | 0.475 | 0 | 916.0443 | 0 | 0.0026549 | 0 | 0.475 | -2.7731 | 2910.5362 | 0.000365 | 0.0026549 | 0 | 21.5442 | 0.11 | -422.6068 | 0 | -0.0057891 | 0
PIPE.2911.T9FXE | SA1_XTD9_PIPE | T9FXE | SA1 | XTD9 | XTD9 | PIPE |  | Beam pipe holder |  | 73 | center of beam pipe holder |  |  | 0.187 | 0 | 476.76 | 0 | 0.0026549 | 0 | 0.162 | 0 | 476.76 | 0 | 0.0026549 | 0 | -0.12625 | 0 | 476.76 | 0 | -4.506e-05 | 0 | 0.187 | 0 | 916.0451 | 0 | 0.0026549 | 0 | 0.187 | -2.7731 | 2910.537 | 0.000365 | 0.0026549 | 0 | 21.2562 | 0.11 | -422.6085 | 0 | -0.0057891 | 0
PIPE.2912.T9FXE | SA1_XTD9_PIPE | T9FXE | SA1 | XTD9 | XTD9 | PIPE |  | Beam pipe holder |  | 73 | center of beam pipe holder |  |  | 0.3336 | 0 | 477.7486 | 0 | 0.0026549 | 0 | 0.3086 | 0 | 477.7486 | 0 | 0.0026549 | 0 | 0.017678 | 0 | 477.749 | 0 | -4.506e-05 | 0 | 0.3336 | 0 | 917.0337 | 0 | 0.0026549 | 0 | 0.3336 | -2.7734 | 2911.5256 | 0.000365 | 0.0026549 | 0 | 21.3945 | 0.11 | -421.6187 | 0 | -0.0057891 | 0
PIPE.2916.T9FXE | SA1_XTD9_PIPE | T9FXE | SA1 | XTD9 | XTD9 | PIPE |  | Beam pipe holder |  | 73 | center of beam pipe holder |  |  | 0.3458 | 0 | 482.3486 | 0 | 0.0026549 | 0 | 0.3208 | 0 | 482.3486 | 0 | 0.0026549 | 0 | 0.017458 | 0 | 482.3491 | 0 | -4.506e-05 | 0 | 0.3458 | 0 | 921.6337 | 0 | 0.0026549 | 0 | 0.3458 | -2.7751 | 2916.1256 | 0.000365 | 0.0026549 | 0 | 21.3678 | 0.11 | -417.0187 | 0 | -0.0057891 | 0
PIPE.2918.T9FXE | SA1_XTD9_PIPE | T9FXE | SA1 | XTD9 | XTD9 | PIPE |  | Beam pipe holder |  | 73 | center of beam pipe holder |  |  | 0.3495 | 0 | 483.7485 | 0 | 0.0026549 | 0 | 0.3245 | 0 | 483.7485 | 0 | 0.0026549 | 0 | 0.017378 | 0 | 483.749 | 0 | -4.506e-05 | 0 | 0.3495 | 0 | 923.0336 | 0 | 0.0026549 | 0 | 0.3495 | -2.7756 | 2917.5255 | 0.000365 | 0.0026549 | 0 | 21.3597 | 0.11 | -415.6189 | 0 | -0.0057891 | 0
PIPE.2922.T9FXE | SA1_XTD9_PIPE | T9FXE | SA1 | XTD9 | XTD9 | PIPE |  | Beam pipe holder |  | 73 | center of beam pipe holder |  |  | 0.3617 | 0 | 488.3485 | 0 | 0.0026549 | 0 | 0.3367 | 0 | 488.3485 | 0 | 0.0026549 | 0 | 0.017158 | 0 | 488.349 | 0 | -4.506e-05 | 0 | 0.3617 | 0 | 927.6336 | 0 | 0.0026549 | 0 | 0.3617 | -2.7773 | 2922.1255 | 0.000365 | 0.0026549 | 0 | 21.3331 | 0.11 | -411.0189 | 0 | -0.0057891 | 0
PIPE.2925.T9FXE | SA1_XTD9_PIPE | T9FXE | SA1 | XTD9 | XTD9 | PIPE |  | Beam pipe holder |  | 73 | center of beam pipe holder |  |  | 0.3697 | 0 | 491.3485 | 0 | 0.0026549 | 0 | 0.3447 | 0 | 491.3485 | 0 | 0.0026549 | 0 | 0.017058 | 0 | 491.349 | 0 | -4.506e-05 | 0 | 0.3697 | 0 | 930.6336 | 0 | 0.0026549 | 0 | 0.3697 | -2.7784 | 2925.1255 | 0.000365 | 0.0026549 | 0 | 21.3157 | 0.11 | -408.019 | 0 | -0.0057891 | 0
PIPE.2930.T9FXE | SA1_XTD9_PIPE | T9FXE | SA1 | XTD9 | XTD9 | PIPE |  | Beam pipe holder |  | 73 | center of beam pipe holder |  |  | 0.3814 | 0 | 495.7485 | 0 | 0.0026549 | 0 | 0.3564 | 0 | 495.7485 | 0 | 0.0026549 | 0 | 0.016878 | 0 | 495.749 | 0 | -4.506e-05 | 0 | 0.3814 | 0 | 935.0336 | 0 | 0.0026549 | 0 | 0.3814 | -2.78 | 2929.5255 | 0.000365 | 0.0026549 | 0 | 21.2903 | 0.11 | -403.619 | 0 | -0.0057891 | 0
PIPE.2934.T9FXE | SA1_XTD9_PIPE | T9FXE | SA1 | XTD9 | XTD9 | PIPE |  | Beam pipe holder |  | 73 | center of beam pipe holder |  |  | 0.3936 | 0 | 500.3485 | 0 | 0.0026549 | 0 | 0.3686 | 0 | 500.3485 | 0 | 0.0026549 | 0 | 0.016658 | 0 | 500.349 | 0 | -4.506e-05 | 0 | 0.3936 | 0 | 939.6336 | 0 | 0.0026549 | 0 | 0.3936 | -2.7817 | 2934.1255 | 0.000365 | 0.0026549 | 0 | 21.2637 | 0.11 | -399.0191 | 0 | -0.0057891 | 0
PIPE.2936.T9FXE | SA1_XTD9_PIPE | T9FXE | SA1 | XTD9 | XTD9 | PIPE |  | Beam pipe holder |  | 73 | center of beam pipe holder |  |  | 0.3973 | 0 | 501.7485 | 0 | 0.0026549 | 0 | 0.3723 | 0 | 501.7485 | 0 | 0.0026549 | 0 | 0.016578 | 0 | 501.749 | 0 | -4.506e-05 | 0 | 0.3973 | 0 | 941.0336 | 0 | 0.0026549 | 0 | 0.3973 | -2.7822 | 2935.5255 | 0.000365 | 0.0026549 | 0 | 21.2555 | 0.11 | -397.6191 | 0 | -0.0057891 | 0
PIPE.2940.T9FXE | SA1_XTD9_PIPE | T9FXE | SA1 | XTD9 | XTD9 | PIPE |  | Beam pipe holder |  | 73 | center of beam pipe holder |  |  | 0.4095 | 0 | 506.3485 | 0 | 0.0026549 | 0 | 0.3845 | 0 | 506.3485 | 0 | 0.0026549 | 0 | 0.016358 | 0 | 506.349 | 0 | -4.506e-05 | 0 | 0.4095 | 0 | 945.6336 | 0 | 0.0026549 | 0 | 0.4095 | -2.7839 | 2940.1255 | 0.000365 | 0.0026549 | 0 | 21.2289 | 0.11 | -393.0192 | 0 | -0.0057891 | 0
PIPE.2944.T9FXE | SA1_XTD9_PIPE | T9FXE | SA1 | XTD9 | XTD9 | PIPE |  | Beam pipe holder |  | 73 | center of beam pipe holder |  |  | 0.4193 | 0 | 510.0485 | 0 | 0.0026549 | 0 | 0.3943 | 0 | 510.0485 | 0 | 0.0026549 | 0 | 0.016168 | 0 | 510.0491 | 0 | -4.506e-05 | 0 | 0.4193 | 0 | 949.3336 | 0 | 0.0026549 | 0 | 0.4193 | -2.7852 | 2943.8255 | 0.000365 | 0.0026549 | 0 | 21.2074 | 0.11 | -389.3192 | 0 | -0.0057891 | 0
PIPE.2948.T9FXE | SA1_XTD9_PIPE | T9FXE | SA1 | XTD9 | XTD9 | PIPE |  | Beam pipe holder |  | 73 | center of beam pipe holder |  |  | 0.4292 | 0 | 513.7484 | 0 | 0.0026549 | 0 | 0.4042 | 0 | 513.7484 | 0 | 0.0026549 | 0 | 0.016078 | 0 | 513.749 | 0 | -4.506e-05 | 0 | 0.4292 | 0 | 953.0335 | 0 | 0.0026549 | 0 | 0.4292 | -2.7866 | 2947.5254 | 0.000365 | 0.0026549 | 0 | 21.1861 | 0.11 | -385.6194 | 0 | -0.0057891 | 0
PIPE.2952.T9FXE | SA1_XTD9_PIPE | T9FXE | SA1 | XTD9 | XTD9 | PIPE |  | Beam pipe holder |  | 73 | center of beam pipe holder |  |  | 0.4414 | 0 | 518.3484 | 0 | 0.0026549 | 0 | 0.4164 | 0 | 518.3484 | 0 | 0.0026549 | 0 | 0.015858 | 0 | 518.349 | 0 | -4.506e-05 | 0 | 0.4414 | 0 | 957.6335 | 0 | 0.0026549 | 0 | 0.4414 | -2.7883 | 2952.1254 | 0.000365 | 0.0026549 | 0 | 21.1595 | 0.11 | -381.0194 | 0 | -0.0057891 | 0
PIPE.2953.T9FXE | SA1_XTD9_PIPE | T9FXE | SA1 | XTD9 | XTD9 | PIPE |  | Beam pipe holder |  | 73 | center of beam pipe holder |  |  | 0.4449 | 0 | 519.6734 | 0 | 0.0026549 | 0 | 0.4199 | 0 | 519.6734 | 0 | 0.0026549 | 0 | 0.015781 | 0 | 519.674 | 0 | -4.506e-05 | 0 | 0.4449 | 0 | 958.9585 | 0 | 0.0026549 | 0 | 0.4449 | -2.7887 | 2953.4504 | 0.000365 | 0.0026549 | 0 | 21.1518 | 0.11 | -379.6944 | 0 | -0.0057891 | 0
PIPE.2959.T9FXE | SA1_XTD9_PIPE | T9FXE | SA1 | XTD9 | XTD9 | PIPE |  | Beam pipe holder |  | 73 | center of beam pipe holder |  |  | 0.4593 | 0 | 525.0984 | 0 | 0.0026549 | 0 | 0.4343 | 0 | 525.0984 | 0 | 0.0026549 | 0 | 0.015533 | 0 | 525.099 | 0 | -4.506e-05 | 0 | 0.4593 | 0 | 964.3835 | 0 | 0.0026549 | 0 | 0.4593 | -2.7907 | 2958.8754 | 0.000365 | 0.0026549 | 0 | 21.1204 | 0.11 | -374.2695 | 0 | -0.0057891 | 0
PIPE.2963.T9FXE | SA1_XTD9_PIPE | T9FXE | SA1 | XTD9 | XTD9 | PIPE |  | Beam pipe holder |  | 73 | center of beam pipe holder |  |  | 0.4691 | 0 | 528.7984 | 0 | 0.0026549 | 0 | 0.4441 | 0 | 528.7984 | 0 | 0.0026549 | 0 | 0.015343 | 0 | 528.799 | 0 | -4.506e-05 | 0 | 0.4691 | 0 | 968.0835 | 0 | 0.0026549 | 0 | 0.4691 | -2.7921 | 2962.5754 | 0.000365 | 0.0026549 | 0 | 21.0989 | 0.11 | -370.5696 | 0 | -0.0057891 | 0
PIPE.2966.T9FXE | SA1_XTD9_PIPE | T9FXE | SA1 | XTD9 | XTD9 | PIPE |  | Beam pipe holder |  | 73 | center of beam pipe holder |  |  | 0.4789 | 0 | 532.4984 | 0 | 0.0026549 | 0 | 0.4539 | 0 | 532.4984 | 0 | 0.0026549 | 0 | 0.015153 | 0 | 532.499 | 0 | -4.506e-05 | 0 | 0.4789 | 0 | 971.7835 | 0 | 0.0026549 | 0 | 0.4789 | -2.7934 | 2966.2754 | 0.000365 | 0.0026549 | 0 | 21.0775 | 0.11 | -366.8696 | 0 | -0.0057891 | 0
PIPE.2971.T9FXE | SA1_XTD9_PIPE | T9FXE | SA1 | XTD9 | XTD9 | PIPE |  | Beam pipe holder |  | 73 | center of beam pipe holder |  |  | 0.4912 | 0 | 537.0984 | 0 | 0.0026549 | 0 | 0.4662 | 0 | 537.0984 | 0 | 0.0026549 | 0 | 0.015033 | 0 | 537.099 | 0 | -4.506e-05 | 0 | 0.4912 | 0 | 976.3835 | 0 | 0.0026549 | 0 | 0.4912 | -2.7951 | 2970.8754 | 0.000365 | 0.0026549 | 0 | 21.0509 | 0.11 | -362.2697 | 0 | -0.0057891 | 0
PIPE.2972.T9FXE | SA1_XTD9_PIPE | T9FXE | SA1 | XTD9 | XTD9 | PIPE |  | Beam pipe holder |  | 73 | center of beam pipe holder |  |  | 0.4949 | 0 | 538.4984 | 0 | 0.0026549 | 0 | 0.4699 | 0 | 538.4984 | 0 | 0.0026549 | 0 | 0.014953 | 0 | 538.4991 | 0 | -4.506e-05 | 0 | 0.4949 | 0 | 977.7835 | 0 | 0.0026549 | 0 | 0.4949 | -2.7956 | 2972.2754 | 0.000365 | 0.0026549 | 0 | 21.0428 | 0.11 | -360.8697 | 0 | -0.0057891 | 0
PIPE.2977.T9FXE | SA1_XTD9_PIPE | T9FXE | SA1 | XTD9 | XTD9 | PIPE |  | Beam pipe holder |  | 73 | center of beam pipe holder |  |  | 0.5071 | 0 | 543.0983 | 0 | 0.0026549 | 0 | 0.4821 | 0 | 543.0983 | 0 | 0.0026549 | 0 | 0.014733 | 0 | 543.099 | 0 | -4.506e-05 | 0 | 0.5071 | 0 | 982.3834 | 0 | 0.0026549 | 0 | 0.5071 | -2.7973 | 2976.8753 | 0.000365 | 0.0026549 | 0 | 21.0162 | 0.11 | -356.2698 | 0 | -0.0057891 | 0
PIPE.2980.T9FXE | SA1_XTD9_PIPE | T9FXE | SA1 | XTD9 | XTD9 | PIPE |  | Beam pipe holder |  | 73 | center of beam pipe holder |  |  | 0.515 | 0 | 546.0983 | 0 | 0.0026549 | 0 | 0.49 | 0 | 546.0983 | 0 | 0.0026549 | 0 | 0.014533 | 0 | 546.099 | 0 | -4.506e-05 | 0 | 0.515 | 0 | 985.3834 | 0 | 0.0026549 | 0 | 0.515 | -2.7984 | 2979.8753 | 0.000365 | 0.0026549 | 0 | 20.9987 | 0.11 | -353.2699 | 0 | -0.0057891 | 0
PIPE.2984.T9FXE | SA1_XTD9_PIPE | T9FXE | SA1 | XTD9 | XTD9 | PIPE |  | Beam pipe holder |  | 73 | center of beam pipe holder |  |  | 0.5267 | 0 | 550.4983 | 0 | 0.0026549 | 0 | 0.5017 | 0 | 550.4983 | 0 | 0.0026549 | 0 | 0.014353 | 0 | 550.499 | 0 | -4.506e-05 | 0 | 0.5267 | 0 | 989.7834 | 0 | 0.0026549 | 0 | 0.5267 | -2.8 | 2984.2753 | 0.000365 | 0.0026549 | 0 | 20.9733 | 0.11 | -348.8699 | 0 | -0.0057891 | 0
PIPE.2990.T9FXE | SA1_XTD9_PIPE | T9FXE | SA1 | XTD9 | XTD9 | PIPE |  | Beam pipe holder |  | 73 | center of beam pipe holder |  |  | 0.5411 | 0 | 555.9233 | 0 | 0.0026549 | 0 | 0.5161 | 0 | 555.9233 | 0 | 0.0026549 | 0 | 0.014106 | 0 | 555.924 | 0 | -4.506e-05 | 0 | 0.5411 | 0 | 995.2084 | 0 | 0.0026549 | 0 | 0.5411 | -2.802 | 2989.7003 | 0.000365 | 0.0026549 | 0 | 20.9419 | 0.11 | -343.445 | 0 | -0.0057891 | 0
PIPE.2995.T9FXE | SA1_XTD9_PIPE | T9FXE | SA1 | XTD9 | XTD9 | PIPE |  | Beam pipe holder |  | 73 | center of beam pipe holder |  |  | 0.5555 | 0 | 561.3483 | 0 | 0.0026549 | 0 | 0.5305 | 0 | 561.3483 | 0 | 0.0026549 | 0 | 0.013858 | 0 | 561.349 | 0 | -4.506e-05 | 0 | 0.5555 | 0 | 1000.6334 | 0 | 0.0026549 | 0 | 0.5555 | -2.804 | 2995.1253 | 0.000365 | 0.0026549 | 0 | 20.9105 | 0.11 | -338.0201 | 0 | -0.0057891 | 0
PIPE.2999.T9FXE | SA1_XTD9_PIPE | T9FXE | SA1 | XTD9 | XTD9 | PIPE |  | Beam pipe holder |  | 73 | center of beam pipe holder |  |  | 0.5654 | 0 | 565.0483 | 0 | 0.0026549 | 0 | 0.5404 | 0 | 565.0483 | 0 | 0.0026549 | 0 | 0.013768 | 0 | 565.049 | 0 | -4.506e-05 | 0 | 0.5654 | 0 | 1004.3334 | 0 | 0.0026549 | 0 | 0.5654 | -2.8053 | 2998.8253 | 0.000365 | 0.0026549 | 0 | 20.8891 | 0.11 | -334.3201 | 0 | -0.0057891 | 0
PIPE.3003.T9FXE | SA1_XTD9_PIPE | T9FXE | SA1 | XTD9 | XTD9 | PIPE |  | Beam pipe holder |  | 73 | center of beam pipe holder |  |  | 0.5752 | 0 | 568.7482 | 0 | 0.0026549 | 0 | 0.5502 | 0 | 568.7482 | 0 | 0.0026549 | 0 | 0.013579 | 0 | 568.749 | 0 | -4.506e-05 | 0 | 0.5752 | 0 | 1008.0333 | 0 | 0.0026549 | 0 | 0.5752 | -2.8067 | 3002.5252 | 0.000365 | 0.0026549 | 0 | 20.8677 | 0.11 | -330.6203 | 0 | -0.0057891 | 0
PIPE.3007.T9FXE | SA1_XTD9_PIPE | T9FXE | SA1 | XTD9 | XTD9 | PIPE |  | Beam pipe holder |  | 73 | center of beam pipe holder |  |  | 0.5874 | 0 | 573.3482 | 0 | 0.0026549 | 0 | 0.5624 | 0 | 573.3482 | 0 | 0.0026549 | 0 | 0.013358 | 0 | 573.349 | 0 | -4.506e-05 | 0 | 0.5874 | 0 | 1012.6333 | 0 | 0.0026549 | 0 | 0.5874 | -2.8083 | 3007.1252 | 0.000365 | 0.0026549 | 0 | 20.841 | 0.11 | -326.0203 | 0 | -0.0057891 | 0
PIPE.3009.T9FXE | SA1_XTD9_PIPE | T9FXE | SA1 | XTD9 | XTD9 | PIPE |  | Beam pipe holder |  | 73 | center of beam pipe holder |  |  | 0.5911 | 0 | 574.7482 | 0 | 0.0026549 | 0 | 0.5661 | 0 | 574.7482 | 0 | 0.0026549 | 0 | 0.013278 | 0 | 574.749 | 0 | -4.506e-05 | 0 | 0.5911 | 0 | 1014.0333 | 0 | 0.0026549 | 0 | 0.5911 | -2.8088 | 3008.5252 | 0.000365 | 0.0026549 | 0 | 20.8329 | 0.11 | -324.6204 | 0 | -0.0057891 | 0
PIPE.3013.T9FXE | SA1_XTD9_PIPE | T9FXE | SA1 | XTD9 | XTD9 | PIPE |  | Beam pipe holder |  | 73 | center of beam pipe holder |  |  | 0.6033 | 0 | 579.3482 | 0 | 0.0026549 | 0 | 0.5783 | 0 | 579.3482 | 0 | 0.0026549 | 0 | 0.013058 | 0 | 579.349 | 0 | -4.506e-05 | 0 | 0.6033 | 0 | 1018.6333 | 0 | 0.0026549 | 0 | 0.6033 | -2.8105 | 3013.1252 | 0.000365 | 0.0026549 | 0 | 20.8063 | 0.11 | -320.0204 | 0 | -0.0057891 | 0
PIPE.3017.T9FXE | SA1_XTD9_PIPE | T9FXE | SA1 | XTD9 | XTD9 | PIPE |  | Beam pipe holder |  | 73 | center of beam pipe holder |  |  | 0.6131 | 0 | 583.0482 | 0 | 0.0026549 | 0 | 0.5881 | 0 | 583.0482 | 0 | 0.0026549 | 0 | 0.012868 | 0 | 583.049 | 0 | -4.506e-05 | 0 | 0.6131 | 0 | 1022.3333 | 0 | 0.0026549 | 0 | 0.6131 | -2.8119 | 3016.8252 | 0.000365 | 0.0026549 | 0 | 20.7848 | 0.11 | -316.3205 | 0 | -0.0057891 | 0
PIPE.3021.T9FXE | SA1_XTD9_PIPE | T9FXE | SA1 | XTD9 | XTD9 | PIPE |  | Beam pipe holder |  | 73 | center of beam pipe holder |  |  | 0.623 | 0 | 586.7482 | 0 | 0.0026549 | 0 | 0.598 | 0 | 586.7482 | 0 | 0.0026549 | 0 | 0.012778 | 0 | 586.749 | 0 | -4.506e-05 | 0 | 0.623 | 0 | 1026.0333 | 0 | 0.0026549 | 0 | 0.623 | -2.8132 | 3020.5252 | 0.000365 | 0.0026549 | 0 | 20.7635 | 0.11 | -312.6205 | 0 | -0.0057891 | 0
PIPE.3026.T9FXE | SA1_XTD9_PIPE | T9FXE | SA1 | XTD9 | XTD9 | PIPE |  | Beam pipe holder |  | 73 | center of beam pipe holder |  |  | 0.6374 | 0 | 592.1732 | 0 | 0.0026549 | 0 | 0.6124 | 0 | 592.1732 | 0 | 0.0026549 | 0 | 0.012531 | 0 | 592.174 | 0 | -4.506e-05 | 0 | 0.6374 | 0 | 1031.4583 | 0 | 0.0026549 | 0 | 0.6374 | -2.8152 | 3025.9502 | 0.000365 | 0.0026549 | 0 | 20.7321 | 0.11 | -307.1956 | 0 | -0.0057891 | 0
PIPE.3031.T9FXE | SA1_XTD9_PIPE | T9FXE | SA1 | XTD9 | XTD9 | PIPE |  | Beam pipe holder |  | 73 | center of beam pipe holder |  |  | 0.6518 | 0 | 597.5981 | 0 | 0.0026549 | 0 | 0.6268 | 0 | 597.5981 | 0 | 0.0026549 | 0 | 0.012284 | 0 | 597.599 | 0 | -4.506e-05 | 0 | 0.6518 | 0 | 1036.8832 | 0 | 0.0026549 | 0 | 0.6518 | -2.8172 | 3031.3751 | 0.000365 | 0.0026549 | 0 | 20.7007 | 0.11 | -301.7708 | 0 | -0.0057891 | 0
PIPE.3034.T9FXE | SA1_XTD9_PIPE | T9FXE | SA1 | XTD9 | XTD9 | PIPE |  | Beam pipe holder |  | 73 | center of beam pipe holder |  |  | 0.6597 | 0 | 600.5981 | 0 | 0.0026549 | 0 | 0.6347 | 0 | 600.5981 | 0 | 0.0026549 | 0 | 0.012084 | 0 | 600.599 | 0 | -4.506e-05 | 0 | 0.6597 | 0 | 1039.8832 | 0 | 0.0026549 | 0 | 0.6597 | -2.8183 | 3034.3751 | 0.000365 | 0.0026549 | 0 | 20.6832 | 0.11 | -298.7708 | 0 | -0.0057891 | 0
PIPE.3039.T9FXE | SA1_XTD9_PIPE | T9FXE | SA1 | XTD9 | XTD9 | PIPE |  | Beam pipe holder |  | 73 | center of beam pipe holder |  |  | 0.6714 | 0 | 604.9981 | 0 | 0.0026549 | 0 | 0.6464 | 0 | 604.9981 | 0 | 0.0026549 | 0 | 0.011904 | 0 | 604.999 | 0 | -4.506e-05 | 0 | 0.6714 | 0 | 1044.2832 | 0 | 0.0026549 | 0 | 0.6714 | -2.8199 | 3038.7751 | 0.000365 | 0.0026549 | 0 | 20.6578 | 0.11 | -294.3709 | 0 | -0.0057891 | 0
PIPE.3045.T9FXE | SA1_XTD9_PIPE | T9FXE | SA1 | XTD9 | XTD9 | PIPE |  | Beam pipe holder |  | 73 | center of beam pipe holder |  |  | 0.6875 | 0 | 611.0681 | 0 | 0.0026549 | 0 | 0.6625 | 0 | 611.0681 | 0 | 0.0026549 | 0 | 0.011615 | 0 | 611.069 | 0 | -4.506e-05 | 0 | 0.6875 | 0 | 1050.3532 | 0 | 0.0026549 | 0 | 0.6875 | -2.8221 | 3044.8451 | 0.000365 | 0.0026549 | 0 | 20.6226 | 0.11 | -288.3009 | 0 | -0.0057891 | 0
PIPE.3049.T9FXE | SA1_XTD9_PIPE | T9FXE | SA1 | XTD9 | XTD9 | PIPE |  | Beam pipe holder |  | 73 | center of beam pipe holder |  |  | 0.6998 | 0 | 615.6681 | 0 | 0.0026549 | 0 | 0.6748 | 0 | 615.6681 | 0 | 0.0026549 | 0 | 0.011494 | 0 | 615.669 | 0 | -4.506e-05 | 0 | 0.6998 | 0 | 1054.9532 | 0 | 0.0026549 | 0 | 0.6998 | -2.8238 | 3049.4451 | 0.000365 | 0.0026549 | 0 | 20.5961 | 0.11 | -283.701 | 0 | -0.0057891 | 0
PIPE.3053.T9FXE | SA1_XTD9_PIPE | T9FXE | SA1 | XTD9 | XTD9 | PIPE |  | Beam pipe holder |  | 73 | center of beam pipe holder |  |  | 0.7096 | 0 | 619.3681 | 0 | 0.0026549 | 0 | 0.6846 | 0 | 619.3681 | 0 | 0.0026549 | 0 | 0.011304 | 0 | 619.369 | 0 | -4.506e-05 | 0 | 0.7096 | 0 | 1058.6532 | 0 | 0.0026549 | 0 | 0.7096 | -2.8251 | 3053.1451 | 0.000365 | 0.0026549 | 0 | 20.5746 | 0.11 | -280.0011 | 0 | -0.0057891 | 0
PIPE.3057.T9FXE | SA1_XTD9_PIPE | T9FXE | SA1 | XTD9 | XTD9 | PIPE |  | Beam pipe holder |  | 73 | center of beam pipe holder |  |  | 0.7194 | 0 | 623.0681 | 0 | 0.0026549 | 0 | 0.6944 | 0 | 623.0681 | 0 | 0.0026549 | 0 | 0.011114 | 0 | 623.0691 | 0 | -4.506e-05 | 0 | 0.7194 | 0 | 1062.3532 | 0 | 0.0026549 | 0 | 0.7194 | -2.8265 | 3056.8451 | 0.000365 | 0.0026549 | 0 | 20.5532 | 0.11 | -276.3011 | 0 | -0.0057891 | 0
PIPE.3062.T9FXE | SA1_XTD9_PIPE | T9FXE | SA1 | XTD9 | XTD9 | PIPE |  | Beam pipe holder |  | 73 | center of beam pipe holder |  |  | 0.7338 | 0 | 628.493 | 0 | 0.0026549 | 0 | 0.7088 | 0 | 628.493 | 0 | 0.0026549 | 0 | 0.010867 | 0 | 628.494 | 0 | -4.506e-05 | 0 | 0.7338 | 0 | 1067.7781 | 0 | 0.0026549 | 0 | 0.7338 | -2.8285 | 3062.27 | 0.000365 | 0.0026549 | 0 | 20.5218 | 0.11 | -270.8763 | 0 | -0.0057891 | 0
PIPE.3068.T9FXE | SA1_XTD9_PIPE | T9FXE | SA1 | XTD9 | XTD9 | PIPE |  | Beam pipe holder |  | 73 | center of beam pipe holder |  |  | 0.7482 | 0 | 633.918 | 0 | 0.0026549 | 0 | 0.7232 | 0 | 633.918 | 0 | 0.0026549 | 0 | 0.01062 | 0 | 633.919 | 0 | -4.506e-05 | 0 | 0.7482 | 0 | 1073.2031 | 0 | 0.0026549 | 0 | 0.7482 | -2.8305 | 3067.695 | 0.000365 | 0.0026549 | 0 | 20.4904 | 0.11 | -265.4513 | 0 | -0.0057891 | 0
PIPE.3071.T9FXE | SA1_XTD9_PIPE | T9FXE | SA1 | XTD9 | XTD9 | PIPE |  | Beam pipe holder |  | 73 | center of beam pipe holder |  |  | 0.758 | 0 | 637.618 | 0 | 0.0026549 | 0 | 0.733 | 0 | 637.618 | 0 | 0.0026549 | 0 | 0.01043 | 0 | 637.619 | 0 | -4.506e-05 | 0 | 0.758 | 0 | 1076.9031 | 0 | 0.0026549 | 0 | 0.758 | -2.8318 | 3071.395 | 0.000365 | 0.0026549 | 0 | 20.4689 | 0.11 | -261.7514 | 0 | -0.0057891 | 0
PIPE.3075.T9FXE | SA1_XTD9_PIPE | T9FXE | SA1 | XTD9 | XTD9 | PIPE |  | Beam pipe holder |  | 73 | center of beam pipe holder |  |  | 0.7678 | 0 | 641.318 | 0 | 0.0026549 | 0 | 0.7428 | 0 | 641.318 | 0 | 0.0026549 | 0 | 0.01024 | 0 | 641.319 | 0 | -4.506e-05 | 0 | 0.7678 | 0 | 1080.6031 | 0 | 0.0026549 | 0 | 0.7678 | -2.8332 | 3075.095 | 0.000365 | 0.0026549 | 0 | 20.4475 | 0.11 | -258.0514 | 0 | -0.0057891 | 0
PIPE.3080.T9FXE | SA1_XTD9_PIPE | T9FXE | SA1 | XTD9 | XTD9 | PIPE |  | Beam pipe holder |  | 73 | center of beam pipe holder |  |  | 0.7801 | 0 | 645.918 | 0 | 0.0026549 | 0 | 0.7551 | 0 | 645.918 | 0 | 0.0026549 | 0 | 0.01012 | 0 | 645.919 | 0 | -4.506e-05 | 0 | 0.7801 | 0 | 1085.2031 | 0 | 0.0026549 | 0 | 0.7801 | -2.8348 | 3079.695 | 0.000365 | 0.0026549 | 0 | 20.421 | 0.11 | -253.4515 | 0 | -0.0057891 | 0
PIPE.3081.T9FXE | SA1_XTD9_PIPE | T9FXE | SA1 | XTD9 | XTD9 | PIPE |  | Beam pipe holder |  | 73 | center of beam pipe holder |  |  | 0.7838 | 0 | 647.318 | 0 | 0.0026549 | 0 | 0.7588 | 0 | 647.318 | 0 | 0.0026549 | 0 | 0.01004 | 0 | 647.319 | 0 | -4.506e-05 | 0 | 0.7838 | 0 | 1086.6031 | 0 | 0.0026549 | 0 | 0.7838 | -2.8353 | 3081.095 | 0.000365 | 0.0026549 | 0 | 20.4128 | 0.11 | -252.0515 | 0 | -0.0057891 | 0
PIPE.3086.T9FXE | SA1_XTD9_PIPE | T9FXE | SA1 | XTD9 | XTD9 | PIPE |  | Beam pipe holder |  | 73 | center of beam pipe holder |  |  | 0.796 | 0 | 651.918 | 0 | 0.0026549 | 0 | 0.771 | 0 | 651.918 | 0 | 0.0026549 | 0 | 0.0098195 | 0 | 651.9191 | 0 | -4.506e-05 | 0 | 0.796 | 0 | 1091.2031 | 0 | 0.0026549 | 0 | 0.796 | -2.837 | 3085.695 | 0.000365 | 0.0026549 | 0 | 20.3862 | 0.11 | -247.4516 | 0 | -0.0057891 | 0
PIPE.3089.T9FXE | SA1_XTD9_PIPE | T9FXE | SA1 | XTD9 | XTD9 | PIPE |  | Beam pipe holder |  | 73 | center of beam pipe holder |  |  | 0.804 | 0 | 654.9179 | 0 | 0.0026549 | 0 | 0.779 | 0 | 654.9179 | 0 | 0.0026549 | 0 | 0.0097198 | 0 | 654.919 | 0 | -4.506e-05 | 0 | 0.804 | 0 | 1094.203 | 0 | 0.0026549 | 0 | 0.804 | -2.8381 | 3088.6949 | 0.000365 | 0.0026549 | 0 | 20.3689 | 0.11 | -244.4517 | 0 | -0.0057891 | 0
PIPE.3093.T9FXE | SA1_XTD9_PIPE | T9FXE | SA1 | XTD9 | XTD9 | PIPE |  | Beam pipe holder |  | 73 | center of beam pipe holder |  |  | 0.8156 | 0 | 659.3179 | 0 | 0.0026549 | 0 | 0.7906 | 0 | 659.3179 | 0 | 0.0026549 | 0 | 0.0094397 | 0 | 659.319 | 0 | -4.506e-05 | 0 | 0.8156 | 0 | 1098.603 | 0 | 0.0026549 | 0 | 0.8156 | -2.8397 | 3093.0949 | 0.000365 | 0.0026549 | 0 | 20.3433 | 0.11 | -240.0518 | 0 | -0.0057891 | 0
PIPE.3099.T9FXE | SA1_XTD9_PIPE | T9FXE | SA1 | XTD9 | XTD9 | PIPE |  | Beam pipe holder |  | 73 | center of beam pipe holder |  |  | 0.83 | 0 | 664.7429 | 0 | 0.0026549 | 0 | 0.805 | 0 | 664.7429 | 0 | 0.0026549 | 0 | 0.0091922 | 0 | 664.744 | 0 | -4.506e-05 | 0 | 0.83 | 0 | 1104.028 | 0 | 0.0026549 | 0 | 0.83 | -2.8417 | 3098.5199 | 0.000365 | 0.0026549 | 0 | 20.3119 | 0.11 | -234.6269 | 0 | -0.0057891 | 0
PIPE.3104.T9FXE | SA1_XTD9_PIPE | T9FXE | SA1 | XTD9 | XTD9 | PIPE |  | Beam pipe holder |  | 73 | center of beam pipe holder |  |  | 0.8444 | 0 | 670.1679 | 0 | 0.0026549 | 0 | 0.8194 | 0 | 670.1679 | 0 | 0.0026549 | 0 | 0.0089447 | 0 | 670.169 | 0 | -4.506e-05 | 0 | 0.8444 | 0 | 1109.453 | 0 | 0.0026549 | 0 | 0.8444 | -2.8437 | 3103.9449 | 0.000365 | 0.0026549 | 0 | 20.2805 | 0.11 | -229.2019 | 0 | -0.0057891 | 0
PIPE.3108.T9FXE | SA1_XTD9_PIPE | T9FXE | SA1 | XTD9 | XTD9 | PIPE |  | Beam pipe holder |  | 73 | center of beam pipe holder |  |  | 0.8543 | 0 | 673.8679 | 0 | 0.0026549 | 0 | 0.8293 | 0 | 673.8679 | 0 | 0.0026549 | 0 | 0.0088546 | 0 | 673.869 | 0 | -4.506e-05 | 0 | 0.8543 | 0 | 1113.153 | 0 | 0.0026549 | 0 | 0.8543 | -2.845 | 3107.6449 | 0.000365 | 0.0026549 | 0 | 20.2591 | 0.11 | -225.502 | 0 | -0.0057891 | 0
PIPE.3111.T9FXE | SA1_XTD9_PIPE | T9FXE | SA1 | XTD9 | XTD9 | PIPE |  | Beam pipe holder |  | 73 | center of beam pipe holder |  |  | 0.8641 | 0 | 677.5679 | 0 | 0.0026549 | 0 | 0.8391 | 0 | 677.5679 | 0 | 0.0026549 | 0 | 0.0086646 | 0 | 677.569 | 0 | -4.506e-05 | 0 | 0.8641 | 0 | 1116.853 | 0 | 0.0026549 | 0 | 0.8641 | -2.8464 | 3111.3449 | 0.000365 | 0.0026549 | 0 | 20.2377 | 0.11 | -221.802 | 0 | -0.0057891 | 0
PIPE.3117.T9FXE | SA1_XTD9_PIPE | T9FXE | SA1 | XTD9 | XTD9 | PIPE |  | Beam pipe holder |  | 73 | center of beam pipe holder |  |  | 0.88 | 0 | 683.5678 | 0 | 0.0026549 | 0 | 0.855 | 0 | 683.5678 | 0 | 0.0026549 | 0 | 0.0083649 | 0 | 683.569 | 0 | -4.506e-05 | 0 | 0.88 | 0 | 1122.8529 | 0 | 0.0026549 | 0 | 0.88 | -2.8486 | 3117.3448 | 0.000365 | 0.0026549 | 0 | 20.2029 | 0.11 | -215.8022 | 0 | -0.0057891 | 0
PIPE.3122.T9FXE | SA1_XTD9_PIPE | T9FXE | SA1 | XTD9 | XTD9 | PIPE |  | Beam pipe holder |  | 73 | center of beam pipe holder |  |  | 0.8922 | 0 | 688.1678 | 0 | 0.0026549 | 0 | 0.8672 | 0 | 688.1678 | 0 | 0.0026549 | 0 | 0.0081448 | 0 | 688.169 | 0 | -4.506e-05 | 0 | 0.8922 | 0 | 1127.4529 | 0 | 0.0026549 | 0 | 0.8922 | -2.8503 | 3121.9448 | 0.000365 | 0.0026549 | 0 | 20.1763 | 0.11 | -211.2023 | 0 | -0.0057891 | 0
PIPE.3126.T9FXE | SA1_XTD9_PIPE | T9FXE | SA1 | XTD9 | XTD9 | PIPE |  | Beam pipe holder |  | 73 | center of beam pipe holder |  |  | 0.9021 | 0 | 691.8678 | 0 | 0.0026549 | 0 | 0.8771 | 0 | 691.8678 | 0 | 0.0026549 | 0 | 0.0080548 | 0 | 691.869 | 0 | -4.506e-05 | 0 | 0.9021 | 0 | 1131.1529 | 0 | 0.0026549 | 0 | 0.9021 | -2.8516 | 3125.6448 | 0.000365 | 0.0026549 | 0 | 20.155 | 0.11 | -207.5023 | 0 | -0.0057891 | 0
PIPE.3129.T9FXE | SA1_XTD9_PIPE | T9FXE | SA1 | XTD9 | XTD9 | PIPE |  | Beam pipe holder |  | 73 | center of beam pipe holder |  |  | 0.9119 | 0 | 695.5678 | 0 | 0.0026549 | 0 | 0.8869 | 0 | 695.5678 | 0 | 0.0026549 | 0 | 0.0078648 | 0 | 695.569 | 0 | -4.506e-05 | 0 | 0.9119 | 0 | 1134.8529 | 0 | 0.0026549 | 0 | 0.9119 | -2.853 | 3129.3448 | 0.000365 | 0.0026549 | 0 | 20.1335 | 0.11 | -203.8024 | 0 | -0.0057891 | 0
PIPE.3135.T9FXE | SA1_XTD9_PIPE | T9FXE | SA1 | XTD9 | XTD9 | PIPE |  | Beam pipe holder |  | 73 | center of beam pipe holder |  |  | 0.9263 | 0 | 700.9928 | 0 | 0.0026549 | 0 | 0.9013 | 0 | 700.9928 | 0 | 0.0026549 | 0 | 0.0076172 | 0 | 700.994 | 0 | -4.506e-05 | 0 | 0.9263 | 0 | 1140.2779 | 0 | 0.0026549 | 0 | 0.9263 | -2.8549 | 3134.7698 | 0.000365 | 0.0026549 | 0 | 20.1021 | 0.11 | -198.3774 | 0 | -0.0057891 | 0
PIPE.3140.T9FXE | SA1_XTD9_PIPE | T9FXE | SA1 | XTD9 | XTD9 | PIPE |  | Beam pipe holder |  | 73 | center of beam pipe holder |  |  | 0.9407 | 0 | 706.4178 | 0 | 0.0026549 | 0 | 0.9157 | 0 | 706.4178 | 0 | 0.0026549 | 0 | 0.0073697 | 0 | 706.419 | 0 | -4.506e-05 | 0 | 0.9407 | 0 | 1145.7029 | 0 | 0.0026549 | 0 | 0.9407 | -2.8569 | 3140.1948 | 0.000365 | 0.0026549 | 0 | 20.0707 | 0.11 | -192.9525 | 0 | -0.0057891 | 0
PIPE.3143.T9FXE | SA1_XTD9_PIPE | T9FXE | SA1 | XTD9 | XTD9 | PIPE |  | Beam pipe holder |  | 73 | center of beam pipe holder |  |  | 0.9486 | 0 | 709.4178 | 0 | 0.0026549 | 0 | 0.9236 | 0 | 709.4178 | 0 | 0.0026549 | 0 | 0.0071697 | 0 | 709.4191 | 0 | -4.506e-05 | 0 | 0.9486 | 0 | 1148.7029 | 0 | 0.0026549 | 0 | 0.9486 | -2.858 | 3143.1948 | 0.000365 | 0.0026549 | 0 | 20.0533 | 0.11 | -189.9525 | 0 | -0.0057891 | 0
PIPE.3148.T9FXE | SA1_XTD9_PIPE | T9FXE | SA1 | XTD9 | XTD9 | PIPE |  | Beam pipe holder |  | 73 | center of beam pipe holder |  |  | 0.9603 | 0 | 713.8177 | 0 | 0.0026549 | 0 | 0.9353 | 0 | 713.8177 | 0 | 0.0026549 | 0 | 0.0069899 | 0 | 713.819 | 0 | -4.506e-05 | 0 | 0.9603 | 0 | 1153.1028 | 0 | 0.0026549 | 0 | 0.9603 | -2.8596 | 3147.5947 | 0.000365 | 0.0026549 | 0 | 20.0278 | 0.11 | -185.5527 | 0 | -0.0057891 | 0
PIPE.3152.T9FXE | SA1_XTD9_PIPE | T9FXE | SA1 | XTD9 | XTD9 | PIPE |  | Beam pipe holder |  | 73 | center of beam pipe holder |  |  | 0.9725 | 0 | 718.4177 | 0 | 0.0026549 | 0 | 0.9475 | 0 | 718.4177 | 0 | 0.0026549 | 0 | 0.0067699 | 0 | 718.419 | 0 | -4.506e-05 | 0 | 0.9725 | 0 | 1157.7028 | 0 | 0.0026549 | 0 | 0.9725 | -2.8613 | 3152.1947 | 0.000365 | 0.0026549 | 0 | 20.0012 | 0.11 | -180.9528 | 0 | -0.0057891 | 0
PIPE.3154.T9FXE | SA1_XTD9_PIPE | T9FXE | SA1 | XTD9 | XTD9 | PIPE |  | Beam pipe holder |  | 73 | center of beam pipe holder |  |  | 0.9763 | 0 | 719.8177 | 0 | 0.0026549 | 0 | 0.9513 | 0 | 719.8177 | 0 | 0.0026549 | 0 | 0.0067899 | 0 | 719.819 | 0 | -4.506e-05 | 0 | 0.9763 | 0 | 1159.1028 | 0 | 0.0026549 | 0 | 0.9763 | -2.8618 | 3153.5947 | 0.000365 | 0.0026549 | 0 | 19.9931 | 0.11 | -179.5528 | 0 | -0.0057891 | 0
PIPE.3158.T9FXE | SA1_XTD9_PIPE | T9FXE | SA1 | XTD9 | XTD9 | PIPE |  | Beam pipe holder |  | 73 | center of beam pipe holder |  |  | 0.9885 | 0 | 724.4177 | 0 | 0.0026549 | 0 | 0.9635 | 0 | 724.4177 | 0 | 0.0026549 | 0 | 0.0065699 | 0 | 724.419 | 0 | -4.506e-05 | 0 | 0.9885 | 0 | 1163.7028 | 0 | 0.0026549 | 0 | 0.9885 | -2.8635 | 3158.1947 | 0.000365 | 0.0026549 | 0 | 19.9665 | 0.11 | -174.9528 | 0 | -0.0057891 | 0
PIPE.3162.T9FXE | SA1_XTD9_PIPE | T9FXE | SA1 | XTD9 | XTD9 | PIPE |  | Beam pipe holder |  | 73 | center of beam pipe holder |  |  | 0.9983 | 0 | 728.1177 | 0 | 0.0026549 | 0 | 0.9733 | 0 | 728.1177 | 0 | 0.0026549 | 0 | 0.0063798 | 0 | 728.119 | 0 | -4.506e-05 | 0 | 0.9983 | 0 | 1167.4028 | 0 | 0.0026549 | 0 | 0.9983 | -2.8648 | 3161.8947 | 0.000365 | 0.0026549 | 0 | 19.9451 | 0.11 | -171.2529 | 0 | -0.0057891 | 0
PIPE.3166.T9FXE | SA1_XTD9_PIPE | T9FXE | SA1 | XTD9 | XTD9 | PIPE |  | Beam pipe holder |  | 73 | center of beam pipe holder |  |  | 1.0081 | 0 | 731.8177 | 0 | 0.0026549 | 0 | 0.9831 | 0 | 731.8177 | 0 | 0.0026549 | 0 | 0.0061898 | 0 | 731.819 | 0 | -4.506e-05 | 0 | 1.0081 | 0 | 1171.1028 | 0 | 0.0026549 | 0 | 1.0081 | -2.8662 | 3165.5947 | 0.000365 | 0.0026549 | 0 | 19.9236 | 0.11 | -167.5529 | 0 | -0.0057891 | 0
PIPE.3170.T9FXE | SA1_XTD9_PIPE | T9FXE | SA1 | XTD9 | XTD9 | PIPE |  | Beam pipe holder |  | 73 | center of beam pipe holder |  |  | 1.0203 | 0 | 736.4177 | 0 | 0.0026549 | 0 | 0.9953 | 0 | 736.4177 | 0 | 0.0026549 | 0 | 0.0059698 | 0 | 736.4191 | 0 | -4.506e-05 | 0 | 1.0203 | 0 | 1175.7028 | 0 | 0.0026549 | 0 | 1.0203 | -2.8679 | 3170.1947 | 0.000365 | 0.0026549 | 0 | 19.897 | 0.11 | -162.953 | 0 | -0.0057891 | 0
PIPE.3172.T9FXE | SA1_XTD9_PIPE | T9FXE | SA1 | XTD9 | XTD9 | PIPE |  | Beam pipe holder |  | 73 | center of beam pipe holder |  |  | 1.0249 | 0 | 738.1377 | 0 | 0.0026549 | 0 | 0.9999 | 0 | 738.1377 | 0 | 0.0026549 | 0 | 0.0059258 | 0 | 738.1391 | 0 | -4.506e-05 | 0 | 1.0249 | 0 | 1177.4228 | 0 | 0.0026549 | 0 | 1.0249 | -2.8685 | 3171.9147 | 0.000365 | 0.0026549 | 0 | 19.8871 | 0.11 | -161.233 | 0 | -0.0057891 | 0
PIPE.3177.T9FXE | SA1_XTD9_PIPE | T9FXE | SA1 | XTD9 | XTD9 | PIPE |  | Beam pipe holder |  | 73 | center of beam pipe holder |  |  | 1.0371 | 0 | 742.7376 | 0 | 0.0026549 | 0 | 1.0121 | 0 | 742.7376 | 0 | 0.0026549 | 0 | 0.005706 | 0 | 742.739 | 0 | -4.506e-05 | 0 | 1.0371 | 0 | 1182.0227 | 0 | 0.0026549 | 0 | 1.0371 | -2.8702 | 3176.5146 | 0.000365 | 0.0026549 | 0 | 19.8604 | 0.11 | -156.6332 | 0 | -0.0057891 | 0
PIPE.3180.T9FXE | SA1_XTD9_PIPE | T9FXE | SA1 | XTD9 | XTD9 | PIPE |  | Beam pipe holder |  | 73 | center of beam pipe holder |  |  | 1.0469 | 0 | 746.4376 | 0 | 0.0026549 | 0 | 1.0219 | 0 | 746.4376 | 0 | 0.0026549 | 0 | 0.005516 | 0 | 746.439 | 0 | -4.506e-05 | 0 | 1.0469 | 0 | 1185.7227 | 0 | 0.0026549 | 0 | 1.0469 | -2.8715 | 3180.2146 | 0.000365 | 0.0026549 | 0 | 19.839 | 0.11 | -152.9332 | 0 | -0.0057891 | 0
PIPE.3184.T9FXE | SA1_XTD9_PIPE | T9FXE | SA1 | XTD9 | XTD9 | PIPE |  | Beam pipe holder |  | 73 | center of beam pipe holder |  |  | 1.0568 | 0 | 750.1376 | 0 | 0.0026549 | 0 | 1.0318 | 0 | 750.1376 | 0 | 0.0026549 | 0 | 0.005426 | 0 | 750.139 | 0 | -4.506e-05 | 0 | 1.0568 | 0 | 1189.4227 | 0 | 0.0026549 | 0 | 1.0568 | -2.8729 | 3183.9146 | 0.000365 | 0.0026549 | 0 | 19.8176 | 0.11 | -149.2333 | 0 | -0.0057891 | 0
PIPE.3190.T9FXE | SA1_XTD9_PIPE | T9FXE | SA1 | XTD9 | XTD9 | PIPE |  | Beam pipe holder |  | 73 | center of beam pipe holder |  |  | 1.0727 | 0 | 756.1376 | 0 | 0.0026549 | 0 | 1.0477 | 0 | 756.1376 | 0 | 0.0026549 | 0 | 0.0051259 | 0 | 756.139 | 0 | -4.506e-05 | 0 | 1.0727 | 0 | 1195.4227 | 0 | 0.0026549 | 0 | 1.0727 | -2.8751 | 3189.9146 | 0.000365 | 0.0026549 | 0 | 19.7829 | 0.11 | -143.2334 | 0 | -0.0057891 | 0
PIPE.3195.T9FXE | SA1_XTD9_PIPE | T9FXE | SA1 | XTD9 | XTD9 | PIPE |  | Beam pipe holder |  | 73 | center of beam pipe holder |  |  | 1.0849 | 0 | 760.7376 | 0 | 0.0026549 | 0 | 1.0599 | 0 | 760.7376 | 0 | 0.0026549 | 0 | 0.0049059 | 0 | 760.739 | 0 | -4.506e-05 | 0 | 1.0849 | 0 | 1200.0227 | 0 | 0.0026549 | 0 | 1.0849 | -2.8768 | 3194.5146 | 0.000365 | 0.0026549 | 0 | 19.7562 | 0.11 | -138.6334 | 0 | -0.0057891 | 0
PIPE.3198.T9FXE | SA1_XTD9_PIPE | T9FXE | SA1 | XTD9 | XTD9 | PIPE |  | Beam pipe holder |  | 73 | center of beam pipe holder |  |  | 1.0929 | 0 | 763.7376 | 0 | 0.0026549 | 0 | 1.0679 | 0 | 763.7376 | 0 | 0.0026549 | 0 | 0.0048059 | 0 | 763.739 | 0 | -4.506e-05 | 0 | 1.0929 | 0 | 1203.0227 | 0 | 0.0026549 | 0 | 1.0929 | -2.8779 | 3197.5146 | 0.000365 | 0.0026549 | 0 | 19.7389 | 0.11 | -135.6335 | 0 | -0.0057891 | 0
PIPE.3202.T9FXE | SA1_XTD9_PIPE | T9FXE | SA1 | XTD9 | XTD9 | PIPE |  | Beam pipe holder |  | 73 | center of beam pipe holder |  |  | 1.1045 | 0 | 768.1376 | 0 | 0.0026549 | 0 | 1.0795 | 0 | 768.1376 | 0 | 0.0026549 | 0 | 0.0045259 | 0 | 768.1391 | 0 | -4.506e-05 | 0 | 1.1045 | 0 | 1207.4227 | 0 | 0.0026549 | 0 | 1.1045 | -2.8795 | 3201.9146 | 0.000365 | 0.0026549 | 0 | 19.7133 | 0.11 | -131.2335 | 0 | -0.0057891 | 0
PIPE.3207.T9FXE | SA1_XTD9_PIPE | T9FXE | SA1 | XTD9 | XTD9 | PIPE |  | Beam pipe holder |  | 73 | center of beam pipe holder |  |  | 1.1189 | 0 | 773.5625 | 0 | 0.0026549 | 0 | 1.0939 | 0 | 773.5625 | 0 | 0.0026549 | 0 | 0.0042786 | 0 | 773.564 | 0 | -4.506e-05 | 0 | 1.1189 | 0 | 1212.8476 | 0 | 0.0026549 | 0 | 1.1189 | -2.8814 | 3207.3395 | 0.000365 | 0.0026549 | 0 | 19.6819 | 0.11 | -125.8087 | 0 | -0.0057891 | 0
PIPE.3213.T9FXE | SA1_XTD9_PIPE | T9FXE | SA1 | XTD9 | XTD9 | PIPE |  | Beam pipe holder |  | 73 | center of beam pipe holder |  |  | 1.1334 | 0 | 778.9875 | 0 | 0.0026549 | 0 | 1.1084 | 0 | 778.9875 | 0 | 0.0026549 | 0 | 0.0041311 | 0 | 778.989 | 0 | -4.506e-05 | 0 | 1.1334 | 0 | 1218.2726 | 0 | 0.0026549 | 0 | 1.1334 | -2.8834 | 3212.7645 | 0.000365 | 0.0026549 | 0 | 19.6506 | 0.11 | -120.3838 | 0 | -0.0057891 | 0
PIPE.3216.T9FXE | SA1_XTD9_PIPE | T9FXE | SA1 | XTD9 | XTD9 | PIPE |  | Beam pipe holder |  | 73 | center of beam pipe holder |  |  | 1.1432 | 0 | 782.6875 | 0 | 0.0026549 | 0 | 1.1182 | 0 | 782.6875 | 0 | 0.0026549 | 0 | 0.003941 | 0 | 782.689 | 0 | -4.506e-05 | 0 | 1.1432 | 0 | 1221.9726 | 0 | 0.0026549 | 0 | 1.1432 | -2.8848 | 3216.4645 | 0.000365 | 0.0026549 | 0 | 19.6292 | 0.11 | -116.6838 | 0 | -0.0057891 | 0
PIPE.3220.T9FXE | SA1_XTD9_PIPE | T9FXE | SA1 | XTD9 | XTD9 | PIPE |  | Beam pipe holder |  | 73 | center of beam pipe holder |  |  | 1.153 | 0 | 786.3875 | 0 | 0.0026549 | 0 | 1.128 | 0 | 786.3875 | 0 | 0.0026549 | 0 | 0.003751 | 0 | 786.389 | 0 | -4.506e-05 | 0 | 1.153 | 0 | 1225.6726 | 0 | 0.0026549 | 0 | 1.153 | -2.8861 | 3220.1645 | 0.000365 | 0.0026549 | 0 | 19.6077 | 0.11 | -112.9839 | 0 | -0.0057891 | 0
PIPE.3225.T9FXE | SA1_XTD9_PIPE | T9FXE | SA1 | XTD9 | XTD9 | PIPE |  | Beam pipe holder |  | 73 | center of beam pipe holder |  |  | 1.1652 | 0 | 790.9875 | 0 | 0.0026549 | 0 | 1.1402 | 0 | 790.9875 | 0 | 0.0026549 | 0 | 0.003531 | 0 | 790.989 | 0 | -4.506e-05 | 0 | 1.1652 | 0 | 1230.2726 | 0 | 0.0026549 | 0 | 1.1652 | -2.8878 | 3224.7645 | 0.000365 | 0.0026549 | 0 | 19.5811 | 0.11 | -108.3839 | 0 | -0.0057891 | 0
PIPE.3226.T9FXE | SA1_XTD9_PIPE | T9FXE | SA1 | XTD9 | XTD9 | PIPE |  | Beam pipe holder |  | 73 | center of beam pipe holder |  |  | 1.1689 | 0 | 792.3875 | 0 | 0.0026549 | 0 | 1.1439 | 0 | 792.3875 | 0 | 0.0026549 | 0 | 0.003451 | 0 | 792.389 | 0 | -4.506e-05 | 0 | 1.1689 | 0 | 1231.6726 | 0 | 0.0026549 | 0 | 1.1689 | -2.8883 | 3226.1645 | 0.000365 | 0.0026549 | 0 | 19.573 | 0.11 | -106.9839 | 0 | -0.0057891 | 0
PIPE.3231.T9FXE | SA1_XTD9_PIPE | T9FXE | SA1 | XTD9 | XTD9 | PIPE |  | Beam pipe holder |  | 73 | center of beam pipe holder |  |  | 1.1811 | 0 | 796.9874 | 0 | 0.0026549 | 0 | 1.1561 | 0 | 796.9874 | 0 | 0.0026549 | 0 | 0.0032312 | 0 | 796.989 | 0 | -4.506e-05 | 0 | 1.1811 | 0 | 1236.2725 | 0 | 0.0026549 | 0 | 1.1811 | -2.89 | 3230.7644 | 0.000365 | 0.0026549 | 0 | 19.5463 | 0.11 | -102.3841 | 0 | -0.0057891 | 0
PIPE.3234.T9FXE | SA1_XTD9_PIPE | T9FXE | SA1 | XTD9 | XTD9 | PIPE |  | Beam pipe holder |  | 73 | center of beam pipe holder |  |  | 1.191 | 0 | 800.6874 | 0 | 0.0026549 | 0 | 1.166 | 0 | 800.6874 | 0 | 0.0026549 | 0 | 0.0031412 | 0 | 800.689 | 0 | -4.506e-05 | 0 | 1.191 | 0 | 1239.9725 | 0 | 0.0026549 | 0 | 1.191 | -2.8913 | 3234.4644 | 0.000365 | 0.0026549 | 0 | 19.525 | 0.11 | -98.6842 | 0 | -0.0057891 | 0
PIPE.3238.T9FXE | SA1_XTD9_PIPE | T9FXE | SA1 | XTD9 | XTD9 | PIPE |  | Beam pipe holder |  | 73 | center of beam pipe holder |  |  | 1.2008 | 0 | 804.3874 | 0 | 0.0026549 | 0 | 1.1758 | 0 | 804.3874 | 0 | 0.0026549 | 0 | 0.0029512 | 0 | 804.389 | 0 | -4.506e-05 | 0 | 1.2008 | 0 | 1243.6725 | 0 | 0.0026549 | 0 | 1.2008 | -2.8927 | 3238.1644 | 0.000365 | 0.0026549 | 0 | 19.5035 | 0.11 | -94.9842 | 0 | -0.0057891 | 0
PIPE.3244.T9FXE | SA1_XTD9_PIPE | T9FXE | SA1 | XTD9 | XTD9 | PIPE |  | Beam pipe holder |  | 73 | center of beam pipe holder |  |  | 1.2152 | 0 | 809.8124 | 0 | 0.0026549 | 0 | 1.1902 | 0 | 809.8124 | 0 | 0.0026549 | 0 | 0.0027036 | 0 | 809.814 | 0 | -4.506e-05 | 0 | 1.2152 | 0 | 1249.0975 | 0 | 0.0026549 | 0 | 1.2152 | -2.8947 | 3243.5894 | 0.000365 | 0.0026549 | 0 | 19.4721 | 0.11 | -89.5593 | 0 | -0.0057891 | 0
PIPE.3249.T9FXE | SA1_XTD9_PIPE | T9FXE | SA1 | XTD9 | XTD9 | PIPE |  | Beam pipe holder |  | 73 | center of beam pipe holder |  |  | 1.2296 | 0 | 815.2374 | 0 | 0.0026549 | 0 | 1.2046 | 0 | 815.2374 | 0 | 0.0026549 | 0 | 0.0024561 | 0 | 815.239 | 0 | -4.506e-05 | 0 | 1.2296 | 0 | 1254.5225 | 0 | 0.0026549 | 0 | 1.2296 | -2.8967 | 3249.0144 | 0.000365 | 0.0026549 | 0 | 19.4407 | 0.11 | -84.1343 | 0 | -0.0057891 | 0
PIPE.3252.T9FXE | SA1_XTD9_PIPE | T9FXE | SA1 | XTD9 | XTD9 | PIPE |  | Beam pipe holder |  | 73 | center of beam pipe holder |  |  | 1.2376 | 0 | 818.2374 | 0 | 0.0026549 | 0 | 1.2126 | 0 | 818.2374 | 0 | 0.0026549 | 0 | 0.0023561 | 0 | 818.239 | 0 | -4.506e-05 | 0 | 1.2376 | 0 | 1257.5225 | 0 | 0.0026549 | 0 | 1.2376 | -2.8978 | 3252.0144 | 0.000365 | 0.0026549 | 0 | 19.4234 | 0.11 | -81.1344 | 0 | -0.0057891 | 0
PIPE.3256.T9FXE | SA1_XTD9_PIPE | T9FXE | SA1 | XTD9 | XTD9 | PIPE |  | Beam pipe holder |  | 73 | center of beam pipe holder |  |  | 1.2492 | 0 | 822.6374 | 0 | 0.0026549 | 0 | 1.2242 | 0 | 822.6374 | 0 | 0.0026549 | 0 | 0.002076 | 0 | 822.6391 | 0 | -4.506e-05 | 0 | 1.2492 | 0 | 1261.9225 | 0 | 0.0026549 | 0 | 1.2492 | -2.8994 | 3256.4144 | 0.000365 | 0.0026549 | 0 | 19.3978 | 0.11 | -76.7344 | 0 | -0.0057891 | 0
PIPE.3261.T9FXE | SA1_XTD9_PIPE | T9FXE | SA1 | XTD9 | XTD9 | PIPE |  | Beam pipe holder |  | 73 | center of beam pipe holder |  |  | 1.2614 | 0 | 827.2373 | 0 | 0.0026549 | 0 | 1.2364 | 0 | 827.2373 | 0 | 0.0026549 | 0 | 0.0018563 | 0 | 827.239 | 0 | -4.506e-05 | 0 | 1.2614 | 0 | 1266.5224 | 0 | 0.0026549 | 0 | 1.2614 | -2.901 | 3261.0143 | 0.000365 | 0.0026549 | 0 | 19.3712 | 0.11 | -72.1346 | 0 | -0.0057891 | 0
PIPE.3262.T9FXE | SA1_XTD9_PIPE | T9FXE | SA1 | XTD9 | XTD9 | PIPE |  | Beam pipe holder |  | 73 | center of beam pipe holder |  |  | 1.2652 | 0 | 828.6373 | 0 | 0.0026549 | 0 | 1.2402 | 0 | 828.6373 | 0 | 0.0026549 | 0 | 0.0018763 | 0 | 828.639 | 0 | -4.506e-05 | 0 | 1.2652 | 0 | 1267.9224 | 0 | 0.0026549 | 0 | 1.2652 | -2.9015 | 3262.4143 | 0.000365 | 0.0026549 | 0 | 19.3632 | 0.11 | -70.7346 | 0 | -0.0057891 | 0
PIPE.3267.T9FXE | SA1_XTD9_PIPE | T9FXE | SA1 | XTD9 | XTD9 | PIPE |  | Beam pipe holder |  | 73 | center of beam pipe holder |  |  | 1.2774 | 0 | 833.2373 | 0 | 0.0026549 | 0 | 1.2524 | 0 | 833.2373 | 0 | 0.0026549 | 0 | 0.0016562 | 0 | 833.239 | 0 | -4.506e-05 | 0 | 1.2774 | 0 | 1272.5224 | 0 | 0.0026549 | 0 | 1.2774 | -2.9032 | 3267.0143 | 0.000365 | 0.0026549 | 0 | 19.3365 | 0.11 | -66.1347 | 0 | -0.0057891 | 0
PIPE.3271.T9FXE | SA1_XTD9_PIPE | T9FXE | SA1 | XTD9 | XTD9 | PIPE |  | Beam pipe holder |  | 73 | center of beam pipe holder |  |  | 1.2872 | 0 | 836.9373 | 0 | 0.0026549 | 0 | 1.2622 | 0 | 836.9373 | 0 | 0.0026549 | 0 | 0.0014662 | 0 | 836.939 | 0 | -4.506e-05 | 0 | 1.2872 | 0 | 1276.2224 | 0 | 0.0026549 | 0 | 1.2872 | -2.9046 | 3270.7143 | 0.000365 | 0.0026549 | 0 | 19.3151 | 0.11 | -62.4347 | 0 | -0.0057891 | 0
PIPE.3274.T9FXE | SA1_XTD9_PIPE | T9FXE | SA1 | XTD9 | XTD9 | PIPE |  | Beam pipe holder |  | 73 | center of beam pipe holder |  |  | 1.297 | 0 | 840.6373 | 0 | 0.0026549 | 0 | 1.272 | 0 | 840.6373 | 0 | 0.0026549 | 0 | 0.0012762 | 0 | 840.639 | 0 | -4.506e-05 | 0 | 1.297 | 0 | 1279.9224 | 0 | 0.0026549 | 0 | 1.297 | -2.9059 | 3274.4143 | 0.000365 | 0.0026549 | 0 | 19.2936 | 0.11 | -58.7348 | 0 | -0.0057891 | 0
PIPE.3280.T9FXE | SA1_XTD9_PIPE | T9FXE | SA1 | XTD9 | XTD9 | PIPE |  | Beam pipe holder |  | 73 | center of beam pipe holder |  |  | 1.3114 | 0 | 846.0623 | 0 | 0.0026549 | 0 | 1.2864 | 0 | 846.0623 | 0 | 0.0026549 | 0 | 0.0010287 | 0 | 846.064 | 0 | -4.506e-05 | 0 | 1.3114 | 0 | 1285.3474 | 0 | 0.0026549 | 0 | 1.3114 | -2.9079 | 3279.8393 | 0.000365 | 0.0026549 | 0 | 19.2622 | 0.11 | -53.3099 | 0 | -0.0057891 | 0
PIPE.3285.T9FXE | SA1_XTD9_PIPE | T9FXE | SA1 | XTD9 | XTD9 | PIPE |  | Beam pipe holder |  | 73 | center of beam pipe holder |  |  | 1.3258 | 0 | 851.4873 | 0 | 0.0026549 | 0 | 1.3008 | 0 | 851.4873 | 0 | 0.0026549 | 0 | 0.00078113 | 0 | 851.4891 | 0 | -4.506e-05 | 0 | 1.3258 | 0 | 1290.7724 | 0 | 0.0026549 | 0 | 1.3258 | -2.9099 | 3285.2643 | 0.000365 | 0.0026549 | 0 | 19.2308 | 0.11 | -47.8849 | 0 | -0.0057891 | 0
PIPE.3289.T9FXE | SA1_XTD9_PIPE | T9FXE | SA1 | XTD9 | XTD9 | PIPE |  | Beam pipe holder |  | 73 | center of beam pipe holder |  |  | 1.3357 | 0 | 855.1872 | 0 | 0.0026549 | 0 | 1.3107 | 0 | 855.1872 | 0 | 0.0026549 | 0 | 0.00069137 | 0 | 855.189 | 0 | -4.506e-05 | 0 | 1.3357 | 0 | 1294.4723 | 0 | 0.0026549 | 0 | 1.3357 | -2.9112 | 3288.9642 | 0.000365 | 0.0026549 | 0 | 19.2095 | 0.11 | -44.1851 | 0 | -0.0057891 | 0
PIPE.3293.T9FXE | SA1_XTD9_PIPE | T9FXE | SA1 | XTD9 | XTD9 | PIPE |  | Beam pipe holder |  | 73 | center of beam pipe holder |  |  | 1.3455 | 0 | 858.8872 | 0 | 0.0026549 | 0 | 1.3205 | 0 | 858.8872 | 0 | 0.0026549 | 0 | 0.00050135 | 0 | 858.889 | 0 | -4.506e-05 | 0 | 1.3455 | 0 | 1298.1723 | 0 | 0.0026549 | 0 | 1.3455 | -2.9126 | 3292.6642 | 0.000365 | 0.0026549 | 0 | 19.188 | 0.11 | -40.4851 | 0 | -0.0057891 | 0
PIPE.3297.T9FXE | SA1_XTD9_PIPE | T9FXE | SA1 | XTD9 | XTD9 | PIPE |  | Beam pipe holder |  | 73 | center of beam pipe holder |  |  | 1.3577 | 0 | 863.4872 | 0 | 0.0026549 | 0 | 1.3327 | 0 | 863.4872 | 0 | 0.0026549 | 0 | 0.00028132 | 0 | 863.489 | 0 | -4.506e-05 | 0 | 1.3577 | 0 | 1302.7723 | 0 | 0.0026549 | 0 | 1.3577 | -2.9143 | 3297.2642 | 0.000365 | 0.0026549 | 0 | 19.1614 | 0.11 | -35.8852 | 0 | -0.0057891 | 0
PIPE.3299.T9FXE | SA1_XTD9_PIPE | T9FXE | SA1 | XTD9 | XTD9 | PIPE |  | Beam pipe holder |  | 73 | center of beam pipe holder |  |  | 1.3614 | 0 | 864.8872 | 0 | 0.0026549 | 0 | 1.3364 | 0 | 864.8872 | 0 | 0.0026549 | 0 | 0.00020131 | 0 | 864.889 | 0 | -4.506e-05 | 0 | 1.3614 | 0 | 1304.1723 | 0 | 0.0026549 | 0 | 1.3614 | -2.9148 | 3298.6642 | 0.000365 | 0.0026549 | 0 | 19.1533 | 0.11 | -34.4852 | 0 | -0.0057891 | 0
PIPE.3303.T9FXE | SA1_XTD9_PIPE | T9FXE | SA1 | XTD9 | XTD9 | PIPE |  | Beam pipe holder |  | 73 | center of beam pipe holder |  |  | 1.3736 | 0 | 869.4872 | 0 | 0.0026549 | 0 | 1.3486 | 0 | 869.4872 | 0 | 0.0026549 | 0 | -1.8717e-05 | 0 | 869.489 | 0 | -4.506e-05 | 0 | 1.3736 | 0 | 1308.7723 | 0 | 0.0026549 | 0 | 1.3736 | -2.9165 | 3303.2642 | 0.000365 | 0.0026549 | 0 | 19.1266 | 0.11 | -29.8853 | 0 | -0.0057891 | 0
PIPE.3304.T9FXE | SA1_XTD9_PIPE | T9FXE | SA1 | XTD9 | XTD9 | PIPE |  | Beam pipe holder |  | 73 | center of beam pipe holder |  |  | 1.3766 | 0 | 870.6122 | 0 | 0.0026549 | 0 | 1.3516 | 0 | 870.6122 | 0 | 0.0026549 | 0 | -5.6224e-05 | 0 | 870.614 | 0 | -4.506e-05 | 0 | 1.3766 | 0 | 1309.8973 | 0 | 0.0026549 | 0 | 1.3766 | -2.9169 | 3304.3892 | 0.000365 | 0.0026549 | 0 | 19.1201 | 0.11 | -28.7603 | 0 | -0.0057891 | 0
PBLM.3305.T9FXE | FXE_XTD9_PBLM | T9FXE | FXE | XTD9 | XTD9 | PBLM |  | PBLM |  | 73 | Photon Beam loss monitor type II |  |  | 1.3771 | 0 | 870.7682 | 0 | 0.0027 | 0 | 1.3521 | 0 | 870.7682 | 0 | 0.0027 | 0 | 0 | 0 | 870.77 | 0 | 0 | 0 | 1.3771 | 0 | 1310.0533 | 0 | 0.0027 | 0 | 1.3771 | -2.9169 | 3304.5452 | 0.000365 | 0.0027 | 0 | 19.1193 | 0.11 | -28.6043 | 0 | -0.005744 | 0
COLB.3305.T9FXE | FXE_XTD9_COLB | T9FXE | FXE | XTD9 | XTD9 | COLB |  | Collimator B |  | 73 | Collimator 35mm (DN63/DN63) |  |  | 1.3791 | 0 | 871.5082 | 0 | 0.0027 | 0 | 1.3541 | 0 | 871.5082 | 0 | 0.0027 | 0 | 0 | 0 | 871.51 | 0 | 0 | 0 | 1.3791 | 0 | 1310.7933 | 0 | 0.0027 | 0 | 1.3791 | -2.9172 | 3305.2852 | 0.000365 | 0.0027 | 0 | 19.115 | 0.11 | -27.8643 | 0 | -0.005744 | 0
MONO-1.3324.T9FXE | FXE_XTD9_MONO-1 | T9FXE | FXE | XTD9 | XTD9 | MONO | 1 | Mono |  | 73 | Si-Monochromator (4-bounce) bellows DN100 incl. |  |  | 1.4309 | 0 | 890.6926 | 0 | 0.0027 | 0 | 1.4059 | 0 | 890.6926 | 0 | 0.0027 | 0 | 0 | 0 | 890.6945 | 0 | 0 | 0 | 1.4309 | 0 | 1329.9777 | 0 | 0.0027 | 0 | 1.4309 | -2.9242 | 3324.4696 | 0.000365 | 0.0027 | 0 | 19.0048 | 0.11 | -8.6801 | 0 | -0.005744 | 0
MONO-2.3325.T9FXE | FXE_XTD9_MONO-2 | T9FXE | FXE | XTD9 | XTD9 | MONO | 2 | Mono |  | 73 | Si-Monochromator (4-bounce) bellows DN100 incl. |  |  | 1.4331 | 0 | 891.5176 | 0 | 0.0027 | 0 | 1.4081 | 0 | 891.5176 | 0 | 0.0027 | 0 | 0 | 0 | 891.5195 | 0 | 0 | 0 | 1.4331 | 0 | 1330.8027 | 0 | 0.0027 | 0 | 1.4331 | -2.9245 | 3325.2946 | 0.000365 | 0.0027 | 0 | 19.0001 | 0.11 | -7.8551 | 0 | -0.005744 | 0
FXE.3333.T9FXE | SA1_XTD9_FXE | T9FXE | SA1 | XTD9 | XTD9 | FXE |  | FXE components |  | 81 | FXE devices (bellow upstream DN63 incl.) |  |  | 1.4531 | 0 | 898.9155 | 0 | 0.0027 | 0 | 1.4281 | 0 | 898.9155 | 0 | 0.0027 | 0 | 0 | 0 | 898.9174 | 0 | 0 | 0 | 1.4531 | 0 | 1338.2006 | 0 | 0.0027 | 0 | 1.4531 | -2.9272 | 3332.6925 | 0.000365 | 0.0027 | 0 | 18.9576 | 0.11 | -0.45737 | 0 | -0.005744 | 0
IMGPI.3334.T9FXE | FXE_XTD9_IMGPI | T9FXE | FXE | XHEXP1 | XTD9 | IMGPI |  | Pop-in Monitor |  | 74 | Pop-in Monitor (type I) bellows DN63 incl. |  |  | 1.4572 | 0 | 900.4455 | 0 | 0.0027 | 0 | 1.4322 | 0 | 900.4455 | 0 | 0.0027 | 0 | 0 | 0 | 900.4474 | 0 | 0 | 0 | 1.4572 | 0 | 1339.7306 | 0 | 0.0027 | 0 | 1.4572 | -2.9278 | 3334.2225 | 0.000365 | 0.0027 | 0 | 18.9488 | 0.11 | 1.0726 | 0 | -0.005744 | 0
SHUT.3335.T9FXE | FXE_XTD9_SHUT | T9FXE | FXE | XHEXP1 | XTD9 | SHUT |  | Front end FXE |  | 73 | Front end type I (DN40/40) |  |  | 1.4602 | 0 | 901.568 | 0 | 0.0027 | 0 | 1.4352 | 0 | 901.568 | 0 | 0.0027 | 0 | 0 | 0 | 901.5699 | 0 | 0 | 0 | 1.4602 | 0 | 1340.8531 | 0 | 0.0027 | 0 | 1.4602 | -2.9282 | 3335.345 | 0.000365 | 0.0027 | 0 | 18.9424 | 0.11 | 2.1951 | 0 | -0.005744 | 0
MKBH.3339.SPB | SPB_MKB_MKBH | SPB | SPB | XHEXP1 | MKB | MKBH |  | micron KB |  | SPB | micron KB |  |  | 0.025 | 0 | 905.3409 | 0 | 0 | 0 | 0 | 0 | 905.3409 | 0 | 0 | 0 | -1.4454 | 0 | 905.3389 | 0 | -0.0027 | 0 | 0.025 | 0 | 1344.626 | 0 | 0 | 0 | 0.025 | -2.9296 | 3339.1179 | 0.000365 | 0 | 0 | 17.4753 | 0.11 | 5.9558 | 0 | -0.008444 | 0
MKBV.3342.SPB | SPB_MKB_MKBV | SPB | SPB | XHEXP1 | MKB | MKBV |  | micron KB |  | SPB | micron KB |  |  | 0.025 | 0 | 908.0709 | 0 | 0 | 0 | 0 | 0 | 908.0709 | 0 | 0 | 0 | -1.4528 | 0 | 908.0689 | 0 | -0.0027 | 0 | 0.025 | 0 | 1347.356 | 0 | 0 | 0 | 0.025 | -2.9306 | 3341.8479 | 0.000365 | 0 | 0 | 17.4523 | 0.11 | 8.6857 | 0 | -0.008444 | 0
SHUT.3345.SPB | SPB_OHD_SHUT | SPB | SPB | XHEXP1 | OHD | SHUT |  | Front end optics hutch | Optics hutch downstream | SPB |  |  |  | 0.025 | 0 | 911.447 | 0 | 0 | 0 | 0 | 0 | 911.447 | 0 | 0 | 0 | -1.4619 | 0 | 911.445 | 0 | -0.0027 | 0 | 0.025 | 0 | 1350.7321 | 0 | 0 | 0 | 0.025 | -2.9318 | 3345.224 | 0.000365 | 0 | 0 | 17.4238 | 0.11 | 12.0617 | 0 | -0.008444 | 0
NKB.3361.SPB | SPB_EXP_NKB | SPB | SPB | XHEXP1 | EXP | NKB |  | nano KB |  | SPB | nano KB |  |  | 0.0334 | 0.0084 | 927.0959 | 0 | 0 | 0 | 0.0084 | 0.0084 | 927.0959 | 0 | 0 | 0 | -1.4958 | 0.0084 | 927.0939 | 0 | -0.0027 | 0 | 0.0334 | 0.0084 | 1366.381 | 0 | 0 | 0 | 0.0334 | -2.9291 | 3360.8729 | 0.000365 | 0 | 0 | 17.3 | 0.1184 | 27.7101 | 0 | -0.008444 | 0
PLACEHOLDER-1.3364.SPB | SPB__PLACEHOLDER-1 | SPB | SPB | XHEXP1 |  | PLACEHOLDER | 1 | Component 1 |  | SPB |  |  |  | 0.025 | 0 | 930 | 0 | 0 | 0 | 0 | 0 | 930 | 0 | 0 | 0 | -1.512 | 0 | 929.998 | 0 | -0.0027 | 0 | 0.025 | 0 | 1369.2851 | 0 | 0 | 0 | 0.025 | -2.9386 | 3363.777 | 0.000365 | 0 | 0 | 17.2671 | 0.11 | 30.614 | 0 | -0.008444 | 0
PLACEHOLDER-2.3364.SPB | SPB__PLACEHOLDER-2 | SPB | SPB | XHEXP1 |  | PLACEHOLDER | 2 | Component 2 |  | SPB |  |  |  | 0.025 | 0 | 930 | 0 | 0 | 0 | 0 | 0 | 930 | 0 | 0 | 0 | -1.512 | 0 | 929.998 | 0 | -0.0027 | 0 | 0.025 | 0 | 1369.2851 | 0 | 0 | 0 | 0.025 | -2.9386 | 3363.777 | 0.000365 | 0 | 0 | 17.2671 | 0.11 | 30.614 | 0 | -0.008444 | 0
PLACEHOLDER-1.3344.FXE | FXE__PLACEHOLDER-1 | FXE | FXE | XHEXP1 |  | PLACEHOLDER | 1 | Component 1 |  | FXE |  |  |  | 1.483 | 0 | 909.998 | 0 | 0.0027 | 0 | 1.458 | 0 | 909.998 | 0 | 0.0027 | 0 | 0 | 0 | 910 | 0 | 0 | 0 | 1.483 | 0 | 1349.2831 | 0 | 0.0027 | 0 | 1.483 | -2.9313 | 3343.775 | 0.000365 | 0.0027 | 0 | 18.894 | 0.11 | 10.625 | 0 | -0.005744 | 0
PLACEHOLDER-2.3344.FXE | FXE__PLACEHOLDER-2 | FXE | FXE | XHEXP1 |  | PLACEHOLDER | 2 | Component 2 |  | FXE |  |  |  | 1.483 | 0 | 909.998 | 0 | 0.0027 | 0 | 1.458 | 0 | 909.998 | 0 | 0.0027 | 0 | 0 | 0 | 910 | 0 | 0 | 0 | 1.483 | 0 | 1349.2831 | 0 | 0.0027 | 0 | 1.483 | -2.9313 | 3343.775 | 0.000365 | 0.0027 | 0 | 18.894 | 0.11 | 10.625 | 0 | -0.005744 | 0
PLACEHOLDER-3.3344.FXE | FXE__PLACEHOLDER-3 | FXE | FXE | XHEXP1 |  | PLACEHOLDER | 3 | Component 3 |  | FXE |  |  |  | 1.483 | 0 | 909.998 | 0 | 0.0027 | 0 | 1.458 | 0 | 909.998 | 0 | 0.0027 | 0 | 0 | 0 | 910 | 0 | 0 | 0 | 1.483 | 0 | 1349.2831 | 0 | 0.0027 | 0 | 1.483 | -2.9313 | 3343.775 | 0.000365 | 0.0027 | 0 | 18.894 | 0.11 | 10.625 | 0 | -0.005744 | 0
PLACEHOLDER-4.3344.FXE | FXE__PLACEHOLDER-4 | FXE | FXE | XHEXP1 |  | PLACEHOLDER | 4 | Component 4 |  | FXE |  |  |  | 1.483 | 0 | 909.998 | 0 | 0.0027 | 0 | 1.458 | 0 | 909.998 | 0 | 0.0027 | 0 | 0 | 0 | 910 | 0 | 0 | 0 | 1.483 | 0 | 1349.2831 | 0 | 0.0027 | 0 | 1.483 | -2.9313 | 3343.775 | 0.000365 | 0.0027 | 0 | 18.894 | 0.11 | 10.625 | 0 | -0.005744 | 0
PLACEHOLDER-5.3344.FXE | FXE__PLACEHOLDER-5 | FXE | FXE | XHEXP1 |  | PLACEHOLDER | 5 | Component 5 |  | FXE |  |  |  | 1.483 | 0 | 909.998 | 0 | 0.0027 | 0 | 1.458 | 0 | 909.998 | 0 | 0.0027 | 0 | 0 | 0 | 910 | 0 | 0 | 0 | 1.483 | 0 | 1349.2831 | 0 | 0.0027 | 0 | 1.483 | -2.9313 | 3343.775 | 0.000365 | 0.0027 | 0 | 18.894 | 0.11 | 10.625 | 0 | -0.005744 | 0

## T6-SASE2
Name (Survey) | Name (Karabo) | Section | Scope | Building | Component Group | Component | Suffix | Component (long) | Component Group (long) | Work package | Comment | XAPER | YAPER | SASE2_BT_X | SASE2_BT_Y | SASE2_BT_Z | SASE2_BT_THETA | SASE2_BT_PHI | SASE2_BT_CHI | MID_X | MID_Y | MID_Z | MID_THETA | MID_PHI | MID_CHI | HED_X | HED_Y | HED_Z | HED_THETA | HED_PHI | HED_CHI | NNN_X | NNN_Y | NNN_Z | NNN_THETA | NNN_PHI | NNN_CHI | PD_X | PD_Y | PD_Z | PD_THETA | PD_PHI | PD_CHI | LA_X | LA_Y | LA_Z | LA_THETA | LA_PHI | LA_CHI | XHEXP1_X | XHEXP1_Y | XHEXP1_Z | XHEXP1_THETA | XHEXP1_PHI | XHEXP1_CHI
Orange color: To be clarified | [10 empty] | (Nicoles list) | [m] | [m] | [m] | [m] | [m] | [rad] | [rad] | [rad] | [m] | [m] | [m] | [rad] | [rad] | [rad] | [m] | [m] | [m] | [rad] | [rad] | [rad] | [m] | [m] | [m] | [rad] | [rad] | [rad] | [m] | [m] | [m] | [rad] | [rad] | [rad] | [m] | [m] | [m] | [rad] | [rad] | [rad] | [m] | [m] | [m] | [rad] | [rad] | [rad]
FLT.2577.T6 | SA2_XTD1_FLT | T6 | SA2 | XTD1 | XTD1 | FLT |  |  |  | 74 | Transmissive imager (OTR-C+filter cham.) |  |  | 0 | 0 | 181.1427 | 0 | 0 | 0 | 0.025 | 0 | 181.1427 | 0 | 0 | 0 | 0.56803 | 0 | 181.1435 | 0 | -0.0026 | 0 | -0.53103 | 0 | 181.1434 | 0 | 0.0026 | 0 | 20.812 | 0 | 582.0144 | 0 | 0.039896 | 0 | 20.812 | -2.6511 | 2576.5064 | 0.000365 | 0.039896 | 0 | 44.701 | 0.11 | -756.4531 | 0 | 0.031452 | 0
PSLIT.2584.T6 | SA2_XDT1_PSLIT | T6 | SA2 | XTD1 | XDT1 | PSLIT |  |  |  | 73 | SRA (DN100/100) |  |  | 0 | 0 | 188.4139 | 0 | 0 | 0 | 0.025 | 0 | 188.4139 | 0 | 0 | 0 | 0.54912 | 0 | 188.4146 | 0 | -0.0026 | 0 | -0.51212 | 0 | 188.4145 | 0 | 0.0026 | 0 | 21.102 | 0 | 589.2798 | 0 | 0.039896 | 0 | 21.102 | -2.6538 | 2583.7718 | 0.000365 | 0.039896 | 0 | 44.9297 | 0.11 | -749.1855 | 0 | 0.031452 | 0
KMONO.2586.T6 | SA2_XTD1_KMONO | T6 | SA2 | XTD1 | XTD1 | KMONO |  |  |  | 74 | K-Monochromator system (DN100/40) |  |  | 0 | 0 | 190.6189 | 0 | 0 | 0 | 0.025 | 0 | 190.6189 | 0 | 0 | 0 | 0.54339 | 0 | 190.6196 | 0 | -0.0026 | 0 | -0.50639 | 0 | 190.6195 | 0 | 0.0026 | 0 | 21.19 | 0 | 591.4831 | 0 | 0.039896 | 0 | 21.19 | -2.6546 | 2585.975 | 0.000365 | 0.039896 | 0 | 44.999 | 0.11 | -746.9816 | 0 | 0.031452 | 0
COLB.2587.T6 | SA2_XTD1_COLB | T6 | SA2 | XTD1 | XTD1 | COLB |  |  |  | 73 | Collimator 17mm (DN40/40) bellow ds. |  |  | 0 | 0 | 191.9739 | 0 | 0 | 0 | 0.025 | 0 | 191.9739 | 0 | 0 | 0 | 0.53987 | 0 | 191.9746 | 0 | -0.0026 | 0 | -0.50287 | 0 | 191.9745 | 0 | 0.0026 | 0 | 21.244 | 0 | 592.837 | 0 | 0.039896 | 0 | 21.244 | -2.6551 | 2587.3289 | 0.000365 | 0.039896 | 0 | 45.0416 | 0.11 | -745.6273 | 0 | 0.031452 | 0
DPS-C1.2588.T6 | SA2_XDT1_DPS-C1 | T6 | SA2 | XTD1 | XDT1 | DPS | C1 |  |  | 73 | Diff. Pump DN40 upstream (DN40/40) |  |  | 0 | 0 | 192.4979 | 0 | 0 | 0 | 0.025 | 0 | 192.4979 | 0 | 0 | 0 | 0.5385 | 0 | 192.4986 | 0 | -0.0026 | 0 | -0.50151 | 0 | 192.4985 | 0 | 0.0026 | 0 | 21.2649 | 0 | 593.3606 | 0 | 0.039896 | 0 | 21.2649 | -2.6552 | 2587.8525 | 0.000365 | 0.039896 | 0 | 45.0581 | 0.11 | -745.1035 | 0 | 0.031452 | 0
DPS-T1.2589.T6 | SA2_XDT1_DPS-T1 | T6 | SA2 | XTD1 | XDT1 | DPS | T1 |  |  | 73 | Diff. Pump DN40 upstream (DN40/40) |  |  | 0 | 0 | 193.2113 | 0 | 0 | 0 | 0.025 | 0 | 193.2113 | 0 | 0 | 0 | 0.53665 | 0 | 193.2121 | 0 | -0.0026 | 0 | -0.49965 | 0 | 193.2119 | 0 | 0.0026 | 0 | 21.2934 | 0 | 594.0735 | 0 | 0.039896 | 0 | 21.2934 | -2.6555 | 2588.5654 | 0.000365 | 0.039896 | 0 | 45.0806 | 0.11 | -744.3904 | 0 | 0.031452 | 0
DPS-C2.2589.T6 | SA2_XDT1_DPS-C2 | T6 | SA2 | XTD1 | XDT1 | DPS | C2 |  |  | 73 | Diff. Pump DN40 upstream (DN40/40) |  |  | 0 | 0 | 194.1199 | 0 | 0 | 0 | 0.025 | 0 | 194.1199 | 0 | 0 | 0 | 0.53429 | 0 | 194.1206 | 0 | -0.0026 | 0 | -0.49729 | 0 | 194.1205 | 0 | 0.0026 | 0 | 21.3296 | 0 | 594.9813 | 0 | 0.039896 | 0 | 21.3296 | -2.6558 | 2589.4732 | 0.000365 | 0.039896 | 0 | 45.1091 | 0.11 | -743.4823 | 0 | 0.031452 | 0
DPS-T2.2590.T6 | SA2_XDT1_DPS-T2 | T6 | SA2 | XTD1 | XDT1 | DPS | T2 |  |  | 73 | Diff. Pump DN40 upstream (DN40/40) |  |  | 0 | 0 | 194.9248 | 0 | 0 | 0 | 0.025 | 0 | 194.9248 | 0 | 0 | 0 | 0.53219 | 0 | 194.9255 | 0 | -0.0026 | 0 | -0.49519 | 0 | 194.9254 | 0 | 0.0026 | 0 | 21.3617 | 0 | 595.7856 | 0 | 0.039896 | 0 | 21.3617 | -2.6561 | 2590.2775 | 0.000365 | 0.039896 | 0 | 45.1344 | 0.11 | -742.6778 | 0 | 0.031452 | 0
DPS-US.2591.T6 | SA2_XDT1_DPS-US | T6 | SA2 | XTD1 | XDT1 | DPS | US |  |  | 73 | Diff. Pump DN40 upstream (DN40/40) |  |  | 0 | 0 | 195.3 | 0 | 0 | 0 | 0.025 | 0 | 195.3 | 0 | 0 | 0 | 0.53122 | 0 | 195.3007 | 0 | -0.0026 | 0 | -0.49422 | 0 | 195.3006 | 0 | 0.0026 | 0 | 21.3767 | 0 | 596.1605 | 0 | 0.039896 | 0 | 21.3767 | -2.6563 | 2590.6524 | 0.000365 | 0.039896 | 0 | 45.1462 | 0.11 | -742.3028 | 0 | 0.031452 | 0
DPS-C3.2591.T6 | SA2_XDT1_DPS-C3 | T6 | SA2 | XTD1 | XDT1 | DPS | C3 |  |  | 73 | Diff. Pump DN40 upstream (DN40/40) |  |  | 0 | 0 | 195.7289 | 0 | 0 | 0 | 0.025 | 0 | 195.7289 | 0 | 0 | 0 | 0.5301 | 0 | 195.7296 | 0 | -0.0026 | 0 | -0.4931 | 0 | 195.7295 | 0 | 0.0026 | 0 | 21.3938 | 0 | 596.589 | 0 | 0.039896 | 0 | 21.3938 | -2.6564 | 2591.081 | 0.000365 | 0.039896 | 0 | 45.1597 | 0.11 | -741.8741 | 0 | 0.031452 | 0
DPS-T3.2592.T6 | SA2_XDT1_DPS-T3 | T6 | SA2 | XTD1 | XDT1 | DPS | T3 |  |  | 73 | Diff. Pump DN40 upstream (DN40/40) |  |  | 0 | 0 | 196.6934 | 0 | 0 | 0 | 0.025 | 0 | 196.6934 | 0 | 0 | 0 | 0.5276 | 0 | 196.6941 | 0 | -0.0026 | 0 | -0.4906 | 0 | 196.694 | 0 | 0.0026 | 0 | 21.4322 | 0 | 597.5528 | 0 | 0.039896 | 0 | 21.4322 | -2.6568 | 2592.0447 | 0.000365 | 0.039896 | 0 | 45.1901 | 0.11 | -740.9101 | 0 | 0.031452 | 0
DPS-T4.2593.T6 | SA2_XDT1_DPS-T4 | T6 | SA2 | XTD1 | XDT1 | DPS | T4 |  |  | 73 | Diff. Pump DN40 upstream (DN40/40) |  |  | 0 | 0 | 197.7994 | 0 | 0 | 0 | 0.025 | 0 | 197.7994 | 0 | 0 | 0 | 0.52472 | 0 | 197.8001 | 0 | -0.0026 | 0 | -0.48772 | 0 | 197.8 | 0 | 0.0026 | 0 | 21.4764 | 0 | 598.6579 | 0 | 0.039896 | 0 | 21.4764 | -2.6572 | 2593.1499 | 0.000365 | 0.039896 | 0 | 45.2248 | 0.11 | -739.8046 | 0 | 0.031452 | 0
XGM.2595.T6 | SA2_XDT1_XGM | T6 | SA2 | XTD1 | XDT1 | XGM |  |  |  | 74 | XGM |  |  | 0 | 0 | 199.6109 | 0 | 0 | 0 | 0.025 | 0 | 199.6109 | 0 | 0 | 0 | 0.52001 | 0 | 199.6116 | 0 | -0.0026 | 0 | -0.48301 | 0 | 199.6115 | 0 | 0.0026 | 0 | 21.5486 | 0 | 600.4679 | 0 | 0.039896 | 0 | 21.5486 | -2.6578 | 2594.9599 | 0.000365 | 0.039896 | 0 | 45.2818 | 0.11 | -737.994 | 0 | 0.031452 | 0
DPS-T5.2597.T6 | SA2_XTD1_DPS-T5 | T6 | SA2 | XTD1 | XTD1 | DPS | T5 |  |  | 73 | Diff. Pump downstream DN40 |  |  | 0 | 0 | 201.4723 | 0 | 0 | 0 | 0.025 | 0 | 201.4723 | 0 | 0 | 0 | 0.51517 | 0 | 201.473 | 0 | -0.0026 | 0 | -0.47817 | 0 | 201.4729 | 0 | 0.0026 | 0 | 21.6229 | 0 | 602.3279 | 0 | 0.039896 | 0 | 21.6229 | -2.6585 | 2596.8198 | 0.000365 | 0.039896 | 0 | 45.3403 | 0.11 | -736.1335 | 0 | 0.031452 | 0
DPS-T6.2598.T6 | SA2_XTD1_DPS-T6 | T6 | SA2 | XTD1 | XTD1 | DPS | T6 |  |  | 73 | Diff. Pump downstream DN40 |  |  | 0 | 0 | 202.5208 | 0 | 0 | 0 | 0.025 | 0 | 202.5208 | 0 | 0 | 0 | 0.51245 | 0 | 202.5215 | 0 | -0.0026 | 0 | -0.47545 | 0 | 202.5214 | 0 | 0.0026 | 0 | 21.6647 | 0 | 603.3756 | 0 | 0.039896 | 0 | 21.6647 | -2.6589 | 2597.8675 | 0.000365 | 0.039896 | 0 | 45.3733 | 0.11 | -735.0855 | 0 | 0.031452 | 0
DPS-C4.2599.T6 | SA2_XTD1_DPS-C4 | T6 | SA2 | XTD1 | XTD1 | DPS | C4 |  |  | 73 | Diff. Pump downstream DN40 |  |  | 0 | 0 | 203.4929 | 0 | 0 | 0 | 0.025 | 0 | 203.4929 | 0 | 0 | 0 | 0.50992 | 0 | 203.4936 | 0 | -0.0026 | 0 | -0.47292 | 0 | 203.4935 | 0 | 0.0026 | 0 | 21.7034 | 0 | 604.3468 | 0 | 0.039896 | 0 | 21.7034 | -2.6593 | 2598.8388 | 0.000365 | 0.039896 | 0 | 45.4039 | 0.11 | -734.114 | 0 | 0.031452 | 0
DPS-DS.2599.T6 | SA2_XTD1_DPS-DS | T6 | SA2 | XTD1 | XTD1 | DPS | DS |  |  | 73 | Diff. Pump downstream DN40 |  |  | 0 | 0 | 203.92 | 0 | 0 | 0 | 0.025 | 0 | 203.92 | 0 | 0 | 0 | 0.50881 | 0 | 203.9207 | 0 | -0.0026 | 0 | -0.47181 | 0 | 203.9206 | 0 | 0.0026 | 0 | 21.7205 | 0 | 604.7736 | 0 | 0.039896 | 0 | 21.7205 | -2.6594 | 2599.2656 | 0.000365 | 0.039896 | 0 | 45.4173 | 0.11 | -733.687 | 0 | 0.031452 | 0
DPS-T7.2600.T6 | SA2_XTD1_DPS-T7 | T6 | SA2 | XTD1 | XTD1 | DPS | T7 |  |  | 73 | Diff. Pump downstream DN40 |  |  | 0 | 0 | 204.2978 | 0 | 0 | 0 | 0.025 | 0 | 204.2978 | 0 | 0 | 0 | 0.50783 | 0 | 204.2985 | 0 | -0.0026 | 0 | -0.47083 | 0 | 204.2984 | 0 | 0.0026 | 0 | 21.7356 | 0 | 605.1511 | 0 | 0.039896 | 0 | 21.7356 | -2.6596 | 2599.6431 | 0.000365 | 0.039896 | 0 | 45.4292 | 0.11 | -733.3094 | 0 | 0.031452 | 0
DPS-C5.2600.T6 | SA2_XTD1_DPS-C5 | T6 | SA2 | XTD1 | XTD1 | DPS | C5 |  |  | 73 | Diff. Pump downstream DN40 |  |  | 0 | 0 | 205.1019 | 0 | 0 | 0 | 0.025 | 0 | 205.1019 | 0 | 0 | 0 | 0.50573 | 0 | 205.1026 | 0 | -0.0026 | 0 | -0.46873 | 0 | 205.1024 | 0 | 0.0026 | 0 | 21.7676 | 0 | 605.9545 | 0 | 0.039896 | 0 | 21.7676 | -2.6598 | 2600.4465 | 0.000365 | 0.039896 | 0 | 45.4545 | 0.11 | -732.5058 | 0 | 0.031452 | 0
DPS-T8.2601.T6 | SA2_XTD1_DPS-T8 | T6 | SA2 | XTD1 | XTD1 | DPS | T8 |  |  | 73 | Diff. Pump downstream DN40 |  |  | 0 | 0 | 206.0104 | 0 | 0 | 0 | 0.025 | 0 | 206.0104 | 0 | 0 | 0 | 0.50337 | 0 | 206.0111 | 0 | -0.0026 | 0 | -0.46637 | 0 | 206.011 | 0 | 0.0026 | 0 | 21.8039 | 0 | 606.8624 | 0 | 0.039896 | 0 | 21.8039 | -2.6602 | 2601.3543 | 0.000365 | 0.039896 | 0 | 45.483 | 0.11 | -731.5977 | 0 | 0.031452 | 0
DPS-C6.2602.T6 | SA2_XTD1_DPS-C6 | T6 | SA2 | XTD1 | XTD1 | DPS | C6 |  |  | 73 | Diff. Pump downstream DN40 |  |  | 0 | 0 | 206.7239 | 0 | 0 | 0 | 0.025 | 0 | 206.7239 | 0 | 0 | 0 | 0.50152 | 0 | 206.7246 | 0 | -0.0026 | 0 | -0.46452 | 0 | 206.7244 | 0 | 0.0026 | 0 | 21.8323 | 0 | 607.5752 | 0 | 0.039896 | 0 | 21.8323 | -2.6604 | 2602.0672 | 0.000365 | 0.039896 | 0 | 45.5055 | 0.11 | -730.8846 | 0 | 0.031452 | 0
ATT.2623.T6 | SA2_XDT1_ATT | T6 | SA2 | XTD1 | XDT1 | ATT |  |  |  | 73 | Solid attenuator (DN63/DN63) |  |  | 0 | 0 | 227.575 | 0 | 0 | 0 | 0.025 | 0 | 227.575 | 0 | 0 | 0 | 0.4473 | 0 | 227.5756 | 0 | -0.0026 | 0 | -0.4103 | 0 | 227.5755 | 0 | 0.0026 | 0 | 22.664 | 0 | 628.4098 | 0 | 0.039896 | 0 | 22.664 | -2.668 | 2622.9017 | 0.000365 | 0.039896 | 0 | 46.1612 | 0.11 | -710.0437 | 0 | 0.031452 | 0
CRL.2624.T6 | SA2_XTD1_CRL | T6 | SA2 | XTD1 | XTD1 | CRL |  |  |  | 83 | CRLs (2xGV + 2xbellow DN63 incl.) |  |  | 0 | 0 | 229 | 0 | 0 | 0 | 0.025 | 0 | 229 | 0 | 0 | 0 | 0.4436 | 0 | 229.0006 | 0 | -0.0026 | 0 | -0.4066 | 0 | 229.0005 | 0 | 0.0026 | 0 | 22.7208 | 0 | 629.8337 | 0 | 0.039896 | 0 | 22.7208 | -2.6686 | 2624.3256 | 0.000365 | 0.039896 | 0 | 46.206 | 0.11 | -708.6195 | 0 | 0.031452 | 0
PIPE.2625.T6 | SA2_XDT1_PIPE | T6 | SA2 | XTD1 | XDT1 | PIPE |  |  |  | 73 | beam pipe DN63 |  |  | 0 | 0 | 229.75 | 0 | 0 | 0 | 0.025 | 0 | 229.75 | 0 | 0 | 0 | 0.44165 | 0 | 229.7506 | 0 | -0.0026 | 0 | -0.40465 | 0 | 229.7505 | 0 | 0.0026 | 0 | 22.7507 | 0 | 630.5831 | 0 | 0.039896 | 0 | 22.7507 | -2.6688 | 2625.075 | 0.000365 | 0.039896 | 0 | 46.2296 | 0.11 | -707.8698 | 0 | 0.031452 | 0
PIPE.2637.T6 | SA2_XTD1_PIPE | T6 | SA2 | XTD1 | XTD1 | PIPE |  |  |  | 73 | beam pipe DN63 |  |  | 0 | 0 | 241.6305 | 0 | 0 | 0 | 0.025 | 0 | 241.6305 | 0 | 0 | 0 | 0.41076 | 0 | 241.6311 | 0 | -0.0026 | 0 | -0.37376 | 0 | 241.631 | 0 | 0.0026 | 0 | 23.2246 | 0 | 642.4541 | 0 | 0.039896 | 0 | 23.2246 | -2.6732 | 2636.9461 | 0.000365 | 0.039896 | 0 | 46.6032 | 0.11 | -695.9952 | 0 | 0.031452 | 0
IMGFEL.2637.T6 | SA2_XTD1_IMGFEL | T6 | SA2 | XTD1 | XTD1 | IMGFEL |  |  |  | 74 | 2D-Imager |  |  | 0 | 0 | 242 | 0 | 0 | 0 | 0.025 | 0 | 242 | 0 | 0 | 0 | 0.4098 | 0 | 242.0006 | 0 | -0.0026 | 0 | -0.3728 | 0 | 242.0005 | 0 | 0.0026 | 0 | 23.2393 | 0 | 642.8233 | 0 | 0.039896 | 0 | 23.2393 | -2.6733 | 2637.3153 | 0.000365 | 0.039896 | 0 | 46.6148 | 0.11 | -695.6259 | 0 | 0.031452 | 0
PIPE.2638.T6 | SA2_XDT1_PIPE | T6 | SA2 | XTD1 | XDT1 | PIPE |  |  |  | 73 | beam pipe DN63 |  |  | 0 | 0 | 242.3695 | 0 | 0 | 0 | 0.025 | 0 | 242.3695 | 0 | 0 | 0 | 0.40884 | 0 | 242.3701 | 0 | -0.0026 | 0 | -0.37184 | 0 | 242.37 | 0 | 0.0026 | 0 | 23.254 | 0 | 643.1925 | 0 | 0.039896 | 0 | 23.254 | -2.6734 | 2637.6845 | 0.000365 | 0.039896 | 0 | 46.6264 | 0.11 | -695.2566 | 0 | 0.031452 | 0
PIPE.2658.T6 | SA2_XTD1_PIPE | T6 | SA2 | XTD1 | XTD1 | PIPE |  |  |  | 73 | beam pipe DN63 |  |  | 0 | 0 | 263.0274 | 0 | 0 | 0 | 0.025 | 0 | 263.0274 | 0 | 0 | 0 | 0.35513 | 0 | 263.0279 | 0 | -0.0026 | 0 | -0.31813 | 0 | 263.0278 | 0 | 0.0026 | 0 | 24.078 | 0 | 663.834 | 0 | 0.039896 | 0 | 24.078 | -2.681 | 2658.326 | 0.000365 | 0.039896 | 0 | 47.276 | 0.11 | -674.6089 | 0 | 0.031452 | 0
SHUT.2659.T6 | SA2_XDT1_SHUT | T6 | SA2 | XS2 | XDT1 | SHUT |  |  |  | 73 | Front end type III (2xDN40 flange) | 0.03 | 0.03 | 0 | 0 | 263.7699 | 0 | 0 | 0 | 0.025 | 0 | 263.7699 | 0 | 0 | 0 | 0.3532 | 0 | 263.7704 | 0 | -0.0026 | 0 | -0.3162 | 0 | 263.7703 | 0 | 0.0026 | 0 | 24.1076 | 0 | 664.5759 | 0 | 0.039896 | 0 | 24.1076 | -2.6813 | 2659.0679 | 0.000365 | 0.039896 | 0 | 47.2994 | 0.11 | -673.8667 | 0 | 0.031452 | 0
PIPE.2660.T6 | SA2_XTD1_PIPE | T6 | SA2 | XS2 | XTD1 | PIPE |  |  |  | 73 | beam pipe DN40 |  |  | 0 | 0 | 264.5124 | 0 | 0 | 0 | 0.025 | 0 | 264.5124 | 0 | 0 | 0 | 0.35127 | 0 | 264.5129 | 0 | -0.0026 | 0 | -0.31427 | 0 | 264.5128 | 0 | 0.0026 | 0 | 24.1372 | 0 | 665.3178 | 0 | 0.039896 | 0 | 24.1372 | -2.6815 | 2659.8098 | 0.000365 | 0.039896 | 0 | 47.3227 | 0.11 | -673.1246 | 0 | 0.031452 | 0
PIPE.2670.T6 | SA2_XTD1_PIPE | T6 | SA2 | XS2 | XTD1 | PIPE |  |  |  | 73 | beam pipe DN40 |  |  | 0 | 0 | 275.0394 | 0 | 0 | 0 | 0.025 | 0 | 275.0394 | 0 | 0 | 0 | 0.3239 | 0 | 275.0399 | 0 | -0.0026 | 0 | -0.2869 | 0 | 275.0397 | 0 | 0.0026 | 0 | 24.5571 | 0 | 675.8364 | 0 | 0.039896 | 0 | 24.5571 | -2.6854 | 2670.3284 | 0.000365 | 0.039896 | 0 | 47.6538 | 0.11 | -662.6028 | 0 | 0.031452 | 0
DPS-1.2670.T6 | SA2_XTD6_DPS-1 | T6 | SA2 | XS2 | XTD6 | DPS | 1 |  |  | 74 | Diff pump DN40 upstream [OPTION] |  |  | 0 | 0 | 275.0394 | 0 | 0 | 0 | 0.025 | 0 | 275.0394 | 0 | 0 | 0 | 0.3239 | 0 | 275.0399 | 0 | -0.0026 | 0 | -0.2869 | 0 | 275.0397 | 0 | 0.0026 | 0 | 24.5571 | 0 | 675.8364 | 0 | 0.039896 | 0 | 24.5571 | -2.6854 | 2670.3284 | 0.000365 | 0.039896 | 0 | 47.6538 | 0.11 | -662.6028 | 0 | 0.031452 | 0
PES.2677.T6 | SA2_XTD6_PES | T6 | SA2 | XTD6 | XTD6 | PES |  |  |  | 74 | PES [OPTION] |  |  | 0 | 0 | 281.4497 | 0 | 0 | 0 | 0.025 | 0 | 281.4497 | 0 | 0 | 0 | 0.30723 | 0 | 281.4501 | 0 | -0.0026 | 0 | -0.27023 | 0 | 281.45 | 0 | 0.0026 | 0 | 24.8128 | 0 | 682.2416 | 0 | 0.039896 | 0 | 24.8128 | -2.6877 | 2676.7336 | 0.000365 | 0.039896 | 0 | 47.8554 | 0.11 | -656.1957 | 0 | 0.031452 | 0
DPS-2.2677.T6 | SA2_XTD6_DPS-2 | T6 | SA2 | XTD6 | XTD6 | DPS | 2 |  |  | 74 | Diff. Pump DN40 downstream [OPTION] |  |  | 0 | 0 | 281.86 | 0 | 0 | 0 | 0.025 | 0 | 281.86 | 0 | 0 | 0 | 0.30616 | 0 | 281.8604 | 0 | -0.0026 | 0 | -0.26916 | 0 | 281.8603 | 0 | 0.0026 | 0 | 24.8291 | 0 | 682.6516 | 0 | 0.039896 | 0 | 24.8291 | -2.6879 | 2677.1435 | 0.000365 | 0.039896 | 0 | 47.8683 | 0.11 | -655.7856 | 0 | 0.031452 | 0
PIPE.2683.T6 | SA2_XTD6_PIPE | T6 | SA2 | XTD6 | XTD6 | PIPE |  |  |  | 73 | beam pipe DN100 |  |  | 0 | 0 | 287.86 | 0 | 0 | 0 | 0.025 | 0 | 287.86 | 0 | 0 | 0 | 0.29056 | 0 | 287.8604 | 0 | -0.0026 | 0 | -0.25356 | 0 | 287.8603 | 0 | 0.0026 | 0 | 25.0684 | 0 | 688.6468 | 0 | 0.039896 | 0 | 25.0684 | -2.69 | 2683.1388 | 0.000365 | 0.039896 | 0 | 48.0569 | 0.11 | -649.7886 | 0 | 0.031452 | 0
MIRR-1.2685.T6 | SA2_XTD6_MIRR-1 | T6 | SA2 | XTD6 | XTD6 | MIRR | 1 |  |  | 73 | 1st offset mirror (M1) |  |  | 0 | 0 | 290 | 0 | 0 | 0 | 0.025 | 0 | 290 | 0 | 0 | 0 | 0.285 | 0 | 290.0004 | 0 | -0.0026 | 0 | -0.248 | 0 | 290.0003 | 0 | 0.0026 | 0 | 25.1538 | 0 | 690.7851 | 0 | 0.039896 | 0 | 25.1538 | -2.6908 | 2685.2771 | 0.000365 | 0.039896 | 0 | 48.1242 | 0.11 | -647.6496 | 0 | 0.031452 | 0
PIPE.2693.T6 | SA2_XTD6_PIPE | T6 | SA2 | XTD6 | XTD6 | PIPE |  |  |  | 73 | beam pipe DN160 |  |  | 0 | 0 | 297.855 | 0 | 0 | 0 | 0.025 | 0 | 297.855 | 0 | 0 | 0 | 0.26458 | 0 | 297.8554 | 0 | -0.0026 | 0 | -0.22758 | 0 | 297.8553 | 0 | 0.0026 | 0 | 25.4671 | 0 | 698.6339 | 0 | 0.039896 | 0 | 25.4671 | -2.6937 | 2693.1258 | 0.000365 | 0.039896 | 0 | 48.3712 | 0.11 | -639.7985 | 0 | 0.031452 | 0
PBLM-1.2693.T6 | SA2_XTD6_PBLM-1 | T6 | SA2 | XTD6 | XTD6 | PBLM | 1 |  |  | 73 | Photon beam loss monitor type I x=-32mm |  |  | -0.032 | 0 | 298.03 | 0 | 0 | 0 | -0.007 | 0 | 298.03 | 0 | 0 | 0 | 0.23212 | 0 | 298.0303 | 0 | -0.0026 | 0 | -0.25912 | 0 | 298.0303 | 0 | 0.0026 | 0 | 25.4421 | 0 | 698.81 | 0 | 0.039896 | 0 | 25.4421 | -2.6938 | 2693.302 | 0.000365 | 0.039896 | 0 | 48.3448 | 0.11 | -639.6226 | 0 | 0.031452 | 0
PIPE.2693.T6 | SA2_XTD6_PIPE | T6 | SA2 | XTD6 | XTD6 | PIPE |  |  |  | 73 | beam pipe DN160 x=-32mm (0,626° incl.) |  |  | -0.032 | 0 | 298.205 | 0 | 0 | 0 | -0.007 | 0 | 298.205 | 0 | 0 | 0 | 0.23167 | 0 | 298.2053 | 0 | -0.0026 | 0 | -0.25867 | 0 | 298.2053 | 0 | 0.0026 | 0 | 25.4491 | 0 | 698.9849 | 0 | 0.039896 | 0 | 25.4491 | -2.6938 | 2693.4768 | 0.000365 | 0.039896 | 0 | 48.3503 | 0.11 | -639.4477 | 0 | 0.031452 | 0
PIPE.2696.T6 | SA2_XTD6_PIPE | T6 | SA2 | XTD6 | XTD6 | PIPE |  |  |  | 73 | beam pipe DN160 x=-55mm |  |  | -0.055 | 0 | 300.31 | 0 | 0 | 0 | -0.03 | 0 | 300.31 | 0 | 0 | 0 | 0.20319 | 0 | 300.3102 | 0 | -0.0026 | 0 | -0.27619 | 0 | 300.3104 | 0 | 0.0026 | 0 | 25.5101 | 0 | 701.0891 | 0 | 0.039896 | 0 | 25.5101 | -2.6946 | 2695.5811 | 0.000365 | 0.039896 | 0 | 48.3935 | 0.11 | -637.343 | 0 | 0.031452 | 0
MIRR-2.2697.T6 | SA2_XTD6_MIRR-2 | T6 | SA2 | XTD6 | XTD6 | MIRR | 2 |  |  | 73 | 2nd offset mirror (M2) x=-55mm↓ |  |  | -0.055 | 0 | 301.36 | 0 | 0 | 0 | -0.03 | 0 | 301.36 | 0 | 0 | 0 | 0.20046 | 0 | 301.3602 | 0 | -0.0026 | 0 | -0.27346 | 0 | 301.3604 | 0 | 0.0026 | 0 | 25.5519 | 0 | 702.1383 | 0 | 0.039896 | 0 | 25.5519 | -2.695 | 2696.6302 | 0.000365 | 0.039896 | 0 | 48.4265 | 0.11 | -636.2935 | 0 | 0.031452 | 0
PIPE.2697.T6 | SA2_XTD6_PIPE | T6 | SA2 | XTD6 | XTD6 | PIPE |  |  |  | 73 | beam pipe DN160 |  |  | -0.055 | 0 | 302.18 | 0 | 0 | 0 | -0.03 | 0 | 302.18 | 0 | 0 | 0 | 0.19833 | 0 | 302.1802 | 0 | -0.0026 | 0 | -0.27133 | 0 | 302.1804 | 0 | 0.0026 | 0 | 25.5846 | 0 | 702.9576 | 0 | 0.039896 | 0 | 25.5846 | -2.6953 | 2697.4496 | 0.000365 | 0.039896 | 0 | 48.4523 | 0.11 | -635.4739 | 0 | 0.031452 | 0
PIPE.2698.T6 | SA2_XTD6_PIPE | T6 | SA2 | XTD6 | XTD6 | PIPE |  |  |  | 73 | beam pipe DN160 |  |  | -0.055 | 0 | 302.38 | 0 | 0 | 0 | -0.03 | 0 | 302.38 | 0 | 0 | 0 | 0.19781 | 0 | 302.3802 | 0 | -0.0026 | 0 | -0.27081 | 0 | 302.3804 | 0 | 0.0026 | 0 | 25.5926 | 0 | 703.1575 | 0 | 0.039896 | 0 | 25.5926 | -2.6953 | 2697.6494 | 0.000365 | 0.039896 | 0 | 48.4586 | 0.11 | -635.274 | 0 | 0.031452 | 0
MCP.2698.T6 | SA2_XTD6_MCP | T6 | SA2 | XTD6 | XTD6 | MCP |  |  |  | 74 | MCP detector x=-55mm↓ (roughing incl.) |  |  | -0.055 | 0 | 302.8595 | 0 | 0 | 0 | -0.03 | 0 | 302.8595 | 0 | 0 | 0 | 0.19657 | 0 | 302.8597 | 0 | -0.0026 | 0 | -0.26956 | 0 | 302.8599 | 0 | 0.0026 | 0 | 25.6117 | 0 | 703.6366 | 0 | 0.039896 | 0 | 25.6117 | -2.6955 | 2698.1285 | 0.000365 | 0.039896 | 0 | 48.4736 | 0.11 | -634.7948 | 0 | 0.031452 | 0
IMGPII45.2699.T6 | SA2_XTD6_IMGPII45 | T6 | SA2 | XTD6 | XTD6 | IMGPII45 |  |  |  | 74 | Pop-in Monitor x=-55mm↓ (type II-45) |  |  | -0.055 | 0 | 303.682 | 0 | 0 | 0 | -0.03 | 0 | 303.682 | 0 | 0 | 0 | 0.19443 | 0 | 303.6822 | 0 | -0.0026 | 0 | -0.26743 | 0 | 303.6824 | 0 | 0.0026 | 0 | 25.6446 | 0 | 704.4584 | 0 | 0.039896 | 0 | 25.6446 | -2.6958 | 2698.9504 | 0.000365 | 0.039896 | 0 | 48.4995 | 0.11 | -633.9727 | 0 | 0.031452 | 0
CMONO.2700.T6 | SA2_XTD6_CMONO | T6 | SA2 | XTD6 | XTD6 | CMONO |  |  |  | 83 | Laue Mono x=-55mm↓ (bellow DN160ds.+1GV ds.) |  |  | -0.055 | 0 | 305.184 | 0 | 0 | 0 | -0.03 | 0 | 305.184 | 0 | 0 | 0 | 0.19052 | 0 | 305.1842 | 0 | -0.0026 | 0 | -0.26352 | 0 | 305.1844 | 0 | 0.0026 | 0 | 25.7045 | 0 | 705.9592 | 0 | 0.039896 | 0 | 25.7045 | -2.6964 | 2700.4512 | 0.000365 | 0.039896 | 0 | 48.5467 | 0.11 | -632.4714 | 0 | 0.031452 | 0
ABS.2702.T6 | SA2_XTD6_ABS | T6 | SA2 | XTD6 | XTD6 | ABS |  |  |  | 73 | Absorber x=-55mm (Pump 150l incl.) |  |  | -0.055 | 0 | 306.609 | 0 | 0 | 0 | -0.03 | 0 | 306.609 | 0 | 0 | 0 | 0.18682 | 0 | 306.6092 | 0 | -0.0026 | 0 | -0.25982 | 0 | 306.6094 | 0 | 0.0026 | 0 | 25.7613 | 0 | 707.3831 | 0 | 0.039896 | 0 | 25.7613 | -2.6969 | 2701.875 | 0.000365 | 0.039896 | 0 | 48.5916 | 0.11 | -631.0471 | 0 | 0.031452 | 0
COLA.2703.T6 | SA2_XTD6_COLA | T6 | SA2 | XTD6 | XTD6 | COLA |  |  |  | 73 | Collimator 65x25mm; x=-55mm |  |  | -0.055 | 0 | 307.586 | 0 | 0 | 0 | -0.03 | 0 | 307.586 | 0 | 0 | 0 | 0.18428 | 0 | 307.5862 | 0 | -0.0026 | 0 | -0.25728 | 0 | 307.5864 | 0 | 0.0026 | 0 | 25.8003 | 0 | 708.3593 | 0 | 0.039896 | 0 | 25.8003 | -2.6972 | 2702.8513 | 0.000365 | 0.039896 | 0 | 48.6223 | 0.11 | -630.0706 | 0 | 0.031452 | 0
PIPE.2703.T6 | SA2_XTD6_PIPE | T6 | SA2 | XTD6 | XTD6 | PIPE |  |  |  | 73 | beam pipe DN100 x=-55mm |  |  | -0.055 | 0 | 307.886 | 0 | 0 | 0 | -0.03 | 0 | 307.886 | 0 | 0 | 0 | 0.1835 | 0 | 307.8862 | 0 | -0.0026 | 0 | -0.2565 | 0 | 307.8864 | 0 | 0.0026 | 0 | 25.8122 | 0 | 708.6591 | 0 | 0.039896 | 0 | 25.8122 | -2.6973 | 2703.151 | 0.000365 | 0.039896 | 0 | 48.6317 | 0.11 | -629.7707 | 0 | 0.031452 | 0
PIPE.2770.T6 | SA2_XTD6_PIPE | T6 | SA2 | XTD6 | XTD6 | PIPE |  |  |  | 73 | beam pipe DN100 |  |  | -0.055 | 0 | 374.706 | 0 | 0 | 0 | -0.03 | 0 | 374.706 | 0 | 0 | 0 | 0.0097645 | 0 | 374.706 | 0 | -0.0026 | 0 | -0.082764 | 0 | 374.7061 | 0 | 0.0026 | 0 | 28.4774 | 0 | 775.4259 | 0 | 0.039896 | 0 | 28.4774 | -2.7217 | 2769.9179 | 0.000365 | 0.039896 | 0 | 50.733 | 0.11 | -562.9838 | 0 | 0.031452 | 0
HIREX.2776.T6 | SA2_XTD6_HIREX | T6 | SA2 | XTD6 | XTD6 | HIREX |  |  |  | 74 | [OPTION: HiReX] |  |  | -0.055 | 0 | 380.831 | 0 | 0 | 0 | -0.03 | 0 | 380.831 | 0 | 0 | 0 | -0.0061605 | 0 | 380.831 | 0 | -0.0026 | 0 | -0.066839 | 0 | 380.8311 | 0 | 0.0026 | 0 | 28.7217 | 0 | 781.546 | 0 | 0.039896 | 0 | 28.7217 | -2.724 | 2776.038 | 0.000365 | 0.039896 | 0 | 50.9256 | 0.11 | -556.8618 | 0 | 0.031452 | 0
PBLM-2.2782.T6 | SA2_XTD6_PBLM-2 | T6 | SA2 | XTD6 | XTD6 | PBLM | 2 |  |  | 73 | Photon beam loss monitor (type I) x=-55mm (Pump 55l incl.) |  |  | -0.055 | 0 | 387.131 | 0 | 0 | 0 | -0.03 | 0 | 387.131 | 0 | 0 | 0 | -0.022541 | 0 | 387.1309 | 0 | -0.0026 | 0 | -0.050459 | 0 | 387.1311 | 0 | 0.0026 | 0 | 28.9729 | 0 | 787.841 | 0 | 0.039896 | 0 | 28.9729 | -2.7263 | 2782.333 | 0.000365 | 0.039896 | 0 | 51.1237 | 0.11 | -550.5649 | 0 | 0.031452 | 0
PIPE.2783.T6 | SA2_XTD6_PIPE | T6 | SA2 | XTD6 | XTD6 | PIPE |  |  |  | 73 | beam pipe DN160 x=-55mm (0,174257°) |  |  | -0.055 | 0 | 387.306 | 0 | 0 | 0 | -0.03 | 0 | 387.306 | 0 | 0 | 0 | -0.022996 | 0 | 387.3059 | 0 | -0.0026 | 0 | -0.050004 | 0 | 387.3061 | 0 | 0.0026 | 0 | 28.9799 | 0 | 788.0159 | 0 | 0.039896 | 0 | 28.9799 | -2.7263 | 2782.5078 | 0.000365 | 0.039896 | 0 | 51.1292 | 0.11 | -550.39 | 0 | 0.031452 | 0
PIPE.2784.T6 | SA2_XTD6_PIPE | T6 | SA2 | XTD6 | XTD6 | PIPE |  |  |  | 73 | beam pipe DN160 (DN160 flange) x=-50mm |  |  | -0.05 | 0 | 388.95 | 0 | 0 | 0 | -0.025 | 0 | 388.95 | 0 | 0 | 0 | -0.02227 | 0 | 388.9499 | 0 | -0.0026 | 0 | -0.04073 | 0 | 388.9501 | 0 | 0.0026 | 0 | 29.0505 | 0 | 789.6584 | 0 | 0.039896 | 0 | 29.0505 | -2.7269 | 2784.1503 | 0.000365 | 0.039896 | 0 | 51.1859 | 0.11 | -548.747 | 0 | 0.031452 | 0
MIRR-3.2785.T6 | SA2_XTD6_MIRR-3 | T6 | SA2 | XTD6 | XTD6 | MIRR | 3 |  |  | 73 | Distribution mirror HED (M3) (x=-50mm) |  |  | -0.05 | 0 | 390 | 0 | 0 | 0 | -0.025 | 0 | 390 | 0 | 0 | 0 | -0.025 | 0 | 389.9999 | 0 | -0.0026 | 0 | -0.038 | 0 | 390.0001 | 0 | 0.0026 | 0 | 29.0924 | 0 | 790.7075 | 0 | 0.039896 | 0 | 29.0924 | -2.7273 | 2785.1995 | 0.000365 | 0.039896 | 0 | 51.2189 | 0.11 | -547.6975 | 0 | 0.031452 | 0
PIPE.2786.T6 | SA2_XTD6_PIPE | T6 | SA2 | XTD6 | XTD6 | PIPE |  |  |  | 73 | beam pipe DN100 (DN160 flange) |  |  | -0.05 | 0 | 390.75 | 0 | 0 | 0 | -0.025 | 0 | 390.75 | 0 | 0 | 0 | -0.02695 | 0 | 390.7499 | 0 | -0.0026 | 0 | -0.03605 | 0 | 390.7501 | 0 | 0.0026 | 0 | 29.1223 | 0 | 791.4569 | 0 | 0.039896 | 0 | 29.1223 | -2.7276 | 2785.9489 | 0.000365 | 0.039896 | 0 | 51.2425 | 0.11 | -546.9479 | 0 | 0.031452 | 0
PIPE.2789.T6 | SA2_XTD6_PIPE | T6 | SA2 | XTD6 | XTD6 | PIPE |  |  |  | 73 | beam pipe DN100 (DN160 flange) |  |  | -0.05 | 0 | 393.95 | 0 | 0 | 0 | -0.025 | 0 | 393.95 | 0 | 0 | 0 | -0.03527 | 0 | 393.9499 | 0 | -0.0026 | 0 | -0.02773 | 0 | 393.9501 | 0 | 0.0026 | 0 | 29.2499 | 0 | 794.6544 | 0 | 0.039896 | 0 | 29.2499 | -2.7287 | 2789.1463 | 0.000365 | 0.039896 | 0 | 51.3431 | 0.11 | -543.7495 | 0 | 0.031452 | 0
MIRR-4.2790.T6 | SA2_XTD6_MIRR-4 | T6 | SA2 | XTD6 | XTD6 | MIRR | 4 |  |  | 73 | Distribution mirror N.C. (M4) (x=-50mm) [OPTION] |  |  | -0.05 | 0 | 395 | 0 | 0 | 0 | -0.025 | 0 | 395 | 0 | 0 | 0 | -0.038 | 0 | 394.9999 | 0 | -0.0026 | 0 | -0.025 | 0 | 395.0001 | 0 | 0.0026 | 0 | 29.2918 | 0 | 795.7036 | 0 | 0.039896 | 0 | 29.2918 | -2.7291 | 2790.1955 | 0.000365 | 0.039896 | 0 | 51.3761 | 0.11 | -542.7 | 0 | 0.031452 | 0
PIPE.2791.T6 | MID_XTD6_PIPE | T6 | MID | XTD6 | XTD6 | PIPE |  |  |  | 73 | beam pipe DN160 x=-50mm (0,015°) |  |  | -0.05 | 0 | 395.75 | 0 | 0 | 0 | -0.025 | 0 | 395.75 | 0 | 0 | 0 | -0.03995 | 0 | 395.7499 | 0 | -0.0026 | 0 | -0.02305 | 0 | 395.7501 | 0 | 0.0026 | 0 | 29.3217 | 0 | 796.453 | 0 | 0.039896 | 0 | 29.3217 | -2.7294 | 2790.9449 | 0.000365 | 0.039896 | 0 | 51.3997 | 0.11 | -541.9503 | 0 | 0.031452 | 0
PIPE.2795.T6 | MID_XTD6_PIPE | T6 | MID | XTD6 | XTD6 | PIPE |  |  |  | 73 | beam pipe DN160 x=-49mm |  |  | -0.049 | 0 | 399.492 | 0 | 0 | 0 | -0.024 | 0 | 399.492 | 0 | 0 | 0 | -0.048679 | 0 | 399.4919 | 0 | -0.0026 | 0 | -0.012321 | 0 | 399.492 | 0 | 0.0026 | 0 | 29.4719 | 0 | 800.1919 | 0 | 0.039896 | 0 | 29.4719 | -2.7308 | 2794.6839 | 0.000365 | 0.039896 | 0 | 51.5184 | 0.11 | -538.2102 | 0 | 0.031452 | 0
IMGPII45.2795.T6 | MID_XTD6_IMGPII45 | T6 | MID | XTD6 | XTD6 | IMGPII45 |  |  |  | 74 | Pop-in Monitor (type II-45) x=-49mm;y=-1,2mm (bellows DN160 incl.) |  |  | -0.049 | -0.0012 | 400 | 0 | 0 | 0 | -0.024 | -0.0012 | 400 | 0 | 0 | 0 | -0.05 | -0.0012 | 399.9999 | 0 | -0.0026 | 0 | -0.011 | -0.0012 | 400 | 0 | 0.0026 | 0 | 29.4922 | -0.0012 | 800.6995 | 0 | 0.039896 | 0 | 29.4922 | -2.7322 | 2795.1915 | 0.000365 | 0.039896 | 0 | 51.5344 | 0.1088 | -537.7025 | 0 | 0.031452 | 0
PIPE.2796.T6 | MID_XTD6_PIPE | T6 | MID | XTD6 | XTD6 | PIPE |  |  |  | 73 | beam pipe DN160-300 x=-49mm (0,017°) |  |  | -0.049 | 0 | 401.077 | 0 | 0 | 0 | -0.024 | 0 | 401.077 | 0 | 0 | 0 | -0.0528 | 0 | 401.0769 | 0 | -0.0026 | 0 | -0.0081998 | 0 | 401.077 | 0 | 0.0026 | 0 | 29.5352 | 0 | 801.7757 | 0 | 0.039896 | 0 | 29.5352 | -2.7313 | 2796.2676 | 0.000365 | 0.039896 | 0 | 51.5682 | 0.11 | -536.626 | 0 | 0.031452 | 0
PIPE.2801.T6 | MID_XTD6_PIPE | T6 | MID | XTD6 | XTD6 | PIPE |  |  |  | 73 | beam pipe DN160-300 x=-49mm (0,017°) |  |  | -0.04743 | 0 | 405.677 | 0 | 0 | 0 | -0.02243 | 0 | 405.677 | 0 | 0 | 0 | -0.06319 | 0 | 405.6769 | 0 | -0.0026 | 0 | 0.0053302 | 0 | 405.677 | 0 | 0.0026 | 0 | 29.7202 | 0 | 806.372 | 0 | 0.039896 | 0 | 29.7202 | -2.733 | 2800.8639 | 0.000365 | 0.039896 | 0 | 51.7145 | 0.11 | -532.0283 | 0 | 0.031452 | 0
PIPE.2802.T6 | MID_XTD6_PIPE | T6 | MID | XTD6 | XTD6 | PIPE |  |  |  | 73 | beam pipe DN160-300 x=-49mm (0,017°) |  |  | -0.04698 | 0 | 407.182 | 0 | 0 | 0 | -0.02198 | 0 | 407.182 | 0 | 0 | 0 | -0.066653 | 0 | 407.1819 | 0 | -0.0026 | 0 | 0.0096932 | 0 | 407.182 | 0 | 0.0026 | 0 | 29.7807 | 0 | 807.8757 | 0 | 0.039896 | 0 | 29.7807 | -2.7336 | 2802.3677 | 0.000365 | 0.039896 | 0 | 51.7622 | 0.11 | -530.5241 | 0 | 0.031452 | 0
PIPE.2804.T6 | MID_XTD6_PIPE | T6 | MID | XTD6 | XTD6 | PIPE |  |  |  | 73 | beam pipe DN160-300 x=-49mm (0,017°) |  |  | -0.04638 | 0 | 409.232 | 0 | 0 | 0 | -0.02138 | 0 | 409.232 | 0 | 0 | 0 | -0.071383 | 0 | 409.2319 | 0 | -0.0026 | 0 | 0.015623 | 0 | 409.232 | 0 | 0.0026 | 0 | 29.863 | 0 | 809.9241 | 0 | 0.039896 | 0 | 29.863 | -2.7343 | 2804.416 | 0.000365 | 0.039896 | 0 | 51.8273 | 0.11 | -528.4751 | 0 | 0.031452 | 0
PIPE.2806.T6 | MID_XTD6_PIPE | T6 | MID | XTD6 | XTD6 | PIPE |  |  |  | 73 | beam pipe DN160-300 x=-49mm (0,017°) |  |  | -0.04577 | 0 | 411.282 | 0 | 0 | 0 | -0.02077 | 0 | 411.282 | 0 | 0 | 0 | -0.076103 | 0 | 411.2819 | 0 | -0.0026 | 0 | 0.021563 | 0 | 411.282 | 0 | 0.0026 | 0 | 29.9454 | 0 | 811.9724 | 0 | 0.039896 | 0 | 29.9454 | -2.7351 | 2806.4644 | 0.000365 | 0.039896 | 0 | 51.8924 | 0.11 | -526.4262 | 0 | 0.031452 | 0
PIPE.2808.T6 | MID_XTD6_PIPE | T6 | MID | XTD6 | XTD6 | PIPE |  |  |  | 73 | beam pipe DN160-300 x=-49mm (0,017°) |  |  | -0.04535 | 0 | 412.682 | 0 | 0 | 0 | -0.02035 | 0 | 412.682 | 0 | 0 | 0 | -0.079323 | 0 | 412.6819 | 0 | -0.0026 | 0 | 0.025623 | 0 | 412.682 | 0 | 0.0026 | 0 | 30.0017 | 0 | 813.3713 | 0 | 0.039896 | 0 | 30.0017 | -2.7356 | 2807.8632 | 0.000365 | 0.039896 | 0 | 51.9368 | 0.11 | -525.0269 | 0 | 0.031452 | 0
PIPE.2810.T6 | MID_XTD6_PIPE | T6 | MID | XTD6 | XTD6 | PIPE |  |  |  | 73 | beam pipe DN160-300 x=-49mm (0,017°) |  |  | -0.04474 | 0 | 414.732 | 0 | 0 | 0 | -0.01974 | 0 | 414.732 | 0 | 0 | 0 | -0.084043 | 0 | 414.7319 | 0 | -0.0026 | 0 | 0.031563 | 0 | 414.732 | 0 | 0.0026 | 0 | 30.0841 | 0 | 815.4196 | 0 | 0.039896 | 0 | 30.0841 | -2.7363 | 2809.9116 | 0.000365 | 0.039896 | 0 | 52.0019 | 0.11 | -522.9779 | 0 | 0.031452 | 0
PIPE.2812.T6 | MID_XTD6_PIPE | T6 | MID | XTD6 | XTD6 | PIPE |  |  |  | 73 | beam pipe DN160-300 x=-49mm (0,017°) |  |  | -0.04414 | 0 | 416.782 | 0 | 0 | 0 | -0.01914 | 0 | 416.782 | 0 | 0 | 0 | -0.088773 | 0 | 416.7819 | 0 | -0.0026 | 0 | 0.037493 | 0 | 416.782 | 0 | 0.0026 | 0 | 30.1664 | 0 | 817.468 | 0 | 0.039896 | 0 | 30.1664 | -2.7371 | 2811.9599 | 0.000365 | 0.039896 | 0 | 52.067 | 0.11 | -520.9289 | 0 | 0.031452 | 0
PIPE.2813.T6 | MID_XTD6_PIPE | T6 | MID | XTD6 | XTD6 | PIPE |  |  |  | 73 | beam pipe DN160-300 x=-39mm |  |  | -0.04369 | 0 | 418.287 | 0 | 0 | 0 | -0.01869 | 0 | 418.287 | 0 | 0 | 0 | -0.092236 | 0 | 418.2869 | 0 | -0.0026 | 0 | 0.041856 | 0 | 418.287 | 0 | 0.0026 | 0 | 30.2269 | 0 | 818.9718 | 0 | 0.039896 | 0 | 30.2269 | -2.7376 | 2813.4637 | 0.000365 | 0.039896 | 0 | 52.1147 | 0.11 | -519.4247 | 0 | 0.031452 | 0
PIPE.2815.T6 | MID_XTD6_PIPE | T6 | MID | XTD6 | XTD6 | PIPE |  |  |  | 73 | beam pipe DN160-300 x=-49mm (0,017°) |  |  | -0.04319 | 0 | 419.992 | 0 | 0 | 0 | -0.01819 | 0 | 419.992 | 0 | 0 | 0 | -0.096169 | 0 | 419.9919 | 0 | -0.0026 | 0 | 0.046789 | 0 | 419.992 | 0 | 0.0026 | 0 | 30.2954 | 0 | 820.6754 | 0 | 0.039896 | 0 | 30.2954 | -2.7382 | 2815.1673 | 0.000365 | 0.039896 | 0 | 52.1689 | 0.11 | -517.7206 | 0 | 0.031452 | 0
PIPE.2817.T6 | MID_XTD6_PIPE | T6 | MID | XTD6 | XTD6 | PIPE |  |  |  | 73 | beam pipe DN160-300 x=-49mm (0,017°) |  |  | -0.04277 | 0 | 421.392 | 0 | 0 | 0 | -0.01777 | 0 | 421.392 | 0 | 0 | 0 | -0.099389 | 0 | 421.3918 | 0 | -0.0026 | 0 | 0.050849 | 0 | 421.392 | 0 | 0.0026 | 0 | 30.3517 | 0 | 822.0743 | 0 | 0.039896 | 0 | 30.3517 | -2.7388 | 2816.5662 | 0.000365 | 0.039896 | 0 | 52.2133 | 0.11 | -516.3213 | 0 | 0.031452 | 0
PIPE.2819.T6 | MID_XTD6_PIPE | T6 | MID | XTD6 | XTD6 | PIPE |  |  |  | 73 | beam pipe DN160-300 x=-49mm (0,017°) |  |  | -0.04209 | 0 | 423.692 | 0 | 0 | 0 | -0.01709 | 0 | 423.692 | 0 | 0 | 0 | -0.10469 | 0 | 423.6918 | 0 | -0.0026 | 0 | 0.057509 | 0 | 423.6919 | 0 | 0.0026 | 0 | 30.4441 | 0 | 824.3724 | 0 | 0.039896 | 0 | 30.4441 | -2.7396 | 2818.8644 | 0.000365 | 0.039896 | 0 | 52.2863 | 0.11 | -514.0224 | 0 | 0.031452 | 0
PIPE.2821.T6 | MID_XTD6_PIPE | T6 | MID | XTD6 | XTD6 | PIPE |  |  |  | 73 | beam pipe DN160-300 x=-49mm (0,017°) |  |  | -0.04141 | 0 | 425.992 | 0 | 0 | 0 | -0.01641 | 0 | 425.992 | 0 | 0 | 0 | -0.10999 | 0 | 425.9918 | 0 | -0.0026 | 0 | 0.064169 | 0 | 425.9919 | 0 | 0.0026 | 0 | 30.5365 | 0 | 826.6705 | 0 | 0.039896 | 0 | 30.5365 | -2.7404 | 2821.1625 | 0.000365 | 0.039896 | 0 | 52.3593 | 0.11 | -511.7236 | 0 | 0.031452 | 0
PIPE.2823.T6 | MID_XTD6_PIPE | T6 | MID | XTD6 | XTD6 | PIPE |  |  |  | 73 | beam pipe DN160-300 x=-49mm (0,017°) |  |  | -0.04096 | 0 | 427.497 | 0 | 0 | 0 | -0.01596 | 0 | 427.497 | 0 | 0 | 0 | -0.11345 | 0 | 427.4968 | 0 | -0.0026 | 0 | 0.068532 | 0 | 427.4969 | 0 | 0.0026 | 0 | 30.597 | 0 | 828.1743 | 0 | 0.039896 | 0 | 30.597 | -2.741 | 2822.6663 | 0.000365 | 0.039896 | 0 | 52.4071 | 0.11 | -510.2193 | 0 | 0.031452 | 0
PIPE.2825.T6 | MID_XTD6_PIPE | T6 | MID | XTD6 | XTD6 | PIPE |  |  |  | 73 | beam pipe DN160-300 x=-49mm (0,017°) |  |  | -0.04034 | 0 | 429.597 | 0 | 0 | 0 | -0.01534 | 0 | 429.597 | 0 | 0 | 0 | -0.11829 | 0 | 429.5968 | 0 | -0.0026 | 0 | 0.074612 | 0 | 429.5969 | 0 | 0.0026 | 0 | 30.6813 | 0 | 830.2726 | 0 | 0.039896 | 0 | 30.6813 | -2.7418 | 2824.7646 | 0.000365 | 0.039896 | 0 | 52.4738 | 0.11 | -508.1204 | 0 | 0.031452 | 0
PIPE.2826.T6 | MID_XTD6_PIPE | T6 | MID | XTD6 | XTD6 | PIPE |  |  |  | 73 | beam pipe DN160-300 x=-49mm (0,017°) |  |  | -0.03992 | 0 | 430.997 | 0 | 0 | 0 | -0.01492 | 0 | 430.997 | 0 | 0 | 0 | -0.12151 | 0 | 430.9968 | 0 | -0.0026 | 0 | 0.078672 | 0 | 430.9969 | 0 | 0.0026 | 0 | 30.7376 | 0 | 831.6715 | 0 | 0.039896 | 0 | 30.7376 | -2.7423 | 2826.1635 | 0.000365 | 0.039896 | 0 | 52.5182 | 0.11 | -506.7211 | 0 | 0.031452 | 0
PIPE-1.2829.T6 | MID_XTD6_PIPE-1 | T6 | MID | XTD6 | XTD6 | PIPE | 1 |  |  | 73 | beam pipe DN160-300 x=-49mm (0,017°) |  |  | -0.03921 | 0 | 433.411 | 0 | 0 | 0 | -0.01421 | 0 | 433.411 | 0 | 0 | 0 | -0.12708 | 0 | 433.4108 | 0 | -0.0026 | 0 | 0.085659 | 0 | 433.4109 | 0 | 0.0026 | 0 | 30.8346 | 0 | 834.0836 | 0 | 0.039896 | 0 | 30.8346 | -2.7431 | 2828.5755 | 0.000365 | 0.039896 | 0 | 52.5948 | 0.11 | -504.3083 | 0 | 0.031452 | 0
PIPE-2.2829.T6 | MID_XTD6_PIPE-2 | T6 | MID | XTD6 | XTD6 | PIPE | 2 |  |  | 73 | beam pipe DN160-300 x=-39mm |  |  | -0.039 | 0 | 434.1114 | 0 | 0 | 0 | -0.014 | 0 | 434.1114 | 0 | 0 | 0 | -0.12869 | 0 | 434.1112 | 0 | -0.0026 | 0 | 0.08769 | 0 | 434.1113 | 0 | 0.0026 | 0 | 30.8627 | 0 | 834.7834 | 0 | 0.039896 | 0 | 30.8627 | -2.7434 | 2829.2754 | 0.000365 | 0.039896 | 0 | 52.6171 | 0.11 | -503.6082 | 0 | 0.031452 | 0
SEP-1.2830.T6 | MID_XTD6_SEP-1 | T6 | MID | XTD6 | XTD6 | SEP | 1 |  |  | 73 | 1st beam sep. chamber x=-70mm |  |  | -0.07 | 0 | 435.1114 | 0 | 0 | 0 | -0.045 | 0 | 435.1114 | 0 | 0 | 0 | -0.16229 | 0 | 435.1112 | 0 | -0.0026 | 0 | 0.05929 | 0 | 435.1114 | 0 | 0.0026 | 0 | 30.8717 | 0 | 835.7839 | 0 | 0.039896 | 0 | 30.8717 | -2.7438 | 2830.2758 | 0.000365 | 0.039896 | 0 | 52.6175 | 0.11 | -502.6078 | 0 | 0.031452 | 0
PIPE.2834.T6 | MID_XTD6_PIPE | T6 | MID | XTD6 | XTD6 | PIPE |  |  |  | 73 | beam pipe DN200-300 x=-16,7mm (0,086°) |  |  | 0.01775 | 0 | 438.861 | 0 | 0 | 0 | 0.04275 | 0 | 438.861 | 0 | 0 | 0 | -0.084289 | 0 | 438.8609 | 0 | -0.0026 | 0 | 0.15679 | 0 | 438.8607 | 0 | 0.0026 | 0 | 31.1089 | 0 | 839.5269 | 0 | 0.039896 | 0 | 31.1089 | -2.7451 | 2834.0189 | 0.000365 | 0.039896 | 0 | 52.8231 | 0.11 | -498.8628 | 0 | 0.031452 | 0
PIPE.2837.T6 | MID_XTD6_PIPE | T6 | MID | XTD6 | XTD6 | PIPE |  |  |  | 73 | beam pipe DN200-300 x=-16,7mm (0,086°) |  |  | 0.02291 | 0 | 442.312 | 0 | 0 | 0 | 0.04791 | 0 | 442.312 | 0 | 0 | 0 | -0.088101 | 0 | 442.3119 | 0 | -0.0026 | 0 | 0.17092 | 0 | 442.3117 | 0 | 0.0026 | 0 | 31.2517 | 0 | 842.975 | 0 | 0.039896 | 0 | 31.2517 | -2.7464 | 2837.4669 | 0.000365 | 0.039896 | 0 | 52.9368 | 0.11 | -495.4137 | 0 | 0.031452 | 0
PIPE.2839.T6 | MID_XTD6_PIPE | T6 | MID | XTD6 | XTD6 | PIPE |  |  |  | 73 | beam pipe DN200-300 x=-16,7mm (0,086°) |  |  | 0.02463 | 0 | 443.466 | 0 | 0 | 0 | 0.04963 | 0 | 443.466 | 0 | 0 | 0 | -0.089382 | 0 | 443.4659 | 0 | -0.0026 | 0 | 0.17564 | 0 | 443.4657 | 0 | 0.0026 | 0 | 31.2994 | 0 | 844.128 | 0 | 0.039896 | 0 | 31.2994 | -2.7468 | 2838.6199 | 0.000365 | 0.039896 | 0 | 52.9748 | 0.11 | -494.2603 | 0 | 0.031452 | 0
PIPE.2842.T6 | MID_XTD6_PIPE | T6 | MID | XTD6 | XTD6 | PIPE |  |  |  | 73 | beam pipe DN200-300 x=-16,7mm (0,086°) |  |  | 0.02912 | 0 | 446.466 | 0 | 0 | 0 | 0.05412 | 0 | 446.466 | 0 | 0 | 0 | -0.092692 | 0 | 446.4659 | 0 | -0.0026 | 0 | 0.18793 | 0 | 446.4657 | 0 | 0.0026 | 0 | 31.4236 | 0 | 847.1254 | 0 | 0.039896 | 0 | 31.4236 | -2.7479 | 2841.6174 | 0.000365 | 0.039896 | 0 | 53.0737 | 0.11 | -491.2619 | 0 | 0.031452 | 0
PIPE.2843.T6 | MID_XTD6_PIPE | T6 | MID | XTD6 | XTD6 | PIPE |  |  |  | 73 | beam pipe DN200-300 x=-16,7mm (0,086°) |  |  | 0.03062 | 0 | 447.466 | 0 | 0 | 0 | 0.05562 | 0 | 447.466 | 0 | 0 | 0 | -0.093792 | 0 | 447.4659 | 0 | -0.0026 | 0 | 0.19203 | 0 | 447.4657 | 0 | 0.0026 | 0 | 31.465 | 0 | 848.1246 | 0 | 0.039896 | 0 | 31.465 | -2.7483 | 2842.6165 | 0.000365 | 0.039896 | 0 | 53.1066 | 0.11 | -490.2625 | 0 | 0.031452 | 0
PIPE.2845.T6 | MID_XTD6_PIPE | T6 | MID | XTD6 | XTD6 | PIPE |  |  |  | 73 | beam pipe DN200-300 x=-16,7mm (0,086°) |  |  | 0.03406 | 0 | 449.766 | 0 | 0 | 0 | 0.05906 | 0 | 449.766 | 0 | 0 | 0 | -0.096332 | 0 | 449.7659 | 0 | -0.0026 | 0 | 0.20145 | 0 | 449.7657 | 0 | 0.0026 | 0 | 31.5601 | 0 | 850.4226 | 0 | 0.039896 | 0 | 31.5601 | -2.7491 | 2844.9146 | 0.000365 | 0.039896 | 0 | 53.1824 | 0.11 | -487.9637 | 0 | 0.031452 | 0
PIPE.2847.T6 | MID_XTD6_PIPE | T6 | MID | XTD6 | XTD6 | PIPE |  |  |  | 73 | beam pipe DN200-300 x=-16,7mm (0,086°) |  |  | 0.0375 | 0 | 452.066 | 0 | 0 | 0 | 0.0625 | 0 | 452.066 | 0 | 0 | 0 | -0.098872 | 0 | 452.0659 | 0 | -0.0026 | 0 | 0.21087 | 0 | 452.0656 | 0 | 0.0026 | 0 | 31.6553 | 0 | 852.7206 | 0 | 0.039896 | 0 | 31.6553 | -2.7499 | 2847.2126 | 0.000365 | 0.039896 | 0 | 53.2581 | 0.11 | -485.665 | 0 | 0.031452 | 0
PIPE.2849.T6 | MID_XTD6_PIPE | T6 | MID | XTD6 | XTD6 | PIPE |  |  |  | 73 | beam pipe DN200-300 x=-16,7mm (0,086°) |  |  | 0.03959 | 0 | 453.466 | 0 | 0 | 0 | 0.06459 | 0 | 453.466 | 0 | 0 | 0 | -0.10042 | 0 | 453.4659 | 0 | -0.0026 | 0 | 0.2166 | 0 | 453.4656 | 0 | 0.0026 | 0 | 31.7132 | 0 | 854.1194 | 0 | 0.039896 | 0 | 31.7132 | -2.7505 | 2848.6114 | 0.000365 | 0.039896 | 0 | 53.3042 | 0.11 | -484.2657 | 0 | 0.031452 | 0
PIPE.2851.T6 | MID_XTD6_PIPE | T6 | MID | XTD6 | XTD6 | PIPE |  |  |  | 73 | beam pipe DN200-300 x=-16,7mm (0,086°) |  |  | 0.04303 | 0 | 455.766 | 0 | 0 | 0 | 0.06803 | 0 | 455.766 | 0 | 0 | 0 | -0.10296 | 0 | 455.7659 | 0 | -0.0026 | 0 | 0.22602 | 0 | 455.7656 | 0 | 0.0026 | 0 | 31.8084 | 0 | 856.4175 | 0 | 0.039896 | 0 | 31.8084 | -2.7513 | 2850.9094 | 0.000365 | 0.039896 | 0 | 53.38 | 0.11 | -481.967 | 0 | 0.031452 | 0
PIPE.2853.T6 | MID_XTD6_PIPE | T6 | MID | XTD6 | XTD6 | PIPE |  |  |  | 73 | beam pipe DN200-300 x=-16,7mm (0,086°) |  |  | 0.04647 | 0 | 458.066 | 0 | 0 | 0 | 0.07147 | 0 | 458.066 | 0 | 0 | 0 | -0.1055 | 0 | 458.0659 | 0 | -0.0026 | 0 | 0.23544 | 0 | 458.0656 | 0 | 0.0026 | 0 | 31.9036 | 0 | 858.7155 | 0 | 0.039896 | 0 | 31.9036 | -2.7521 | 2853.2074 | 0.000365 | 0.039896 | 0 | 53.4558 | 0.11 | -479.6682 | 0 | 0.031452 | 0
PIPE.2855.T6 | MID_XTD6_PIPE | T6 | MID | XTD6 | XTD6 | PIPE |  |  |  | 73 | beam pipe DN200-300 x=-16,7mm (0,086°) |  |  | 0.04842 | 0 | 459.371 | 0 | 0 | 0 | 0.07342 | 0 | 459.371 | 0 | 0 | 0 | -0.10694 | 0 | 459.3709 | 0 | -0.0026 | 0 | 0.24078 | 0 | 459.3706 | 0 | 0.0026 | 0 | 31.9576 | 0 | 860.0194 | 0 | 0.039896 | 0 | 31.9576 | -2.7526 | 2854.5113 | 0.000365 | 0.039896 | 0 | 53.4988 | 0.11 | -478.3639 | 0 | 0.031452 | 0
PIPE.2856.T6 | MID_XTD6_PIPE | T6 | MID | XTD6 | XTD6 | PIPE |  |  |  | 73 | beam pipe DN200-300 x=-16,7mm (0,086°) |  |  | 0.05065 | 0 | 460.8615 | 0 | 0 | 0 | 0.07565 | 0 | 460.8615 | 0 | 0 | 0 | -0.10859 | 0 | 460.8614 | 0 | -0.0026 | 0 | 0.24689 | 0 | 460.8611 | 0 | 0.0026 | 0 | 32.0193 | 0 | 861.5086 | 0 | 0.039896 | 0 | 32.0193 | -2.7532 | 2856.0005 | 0.000365 | 0.039896 | 0 | 53.5479 | 0.11 | -476.8742 | 0 | 0.031452 | 0
SEPFL-2.2857.T6 | MID_XTD6_SEPFL-2 | T6 | MID | XTD6 | XTD6 | SEPFL | 2 |  |  | 73 | Incoming flange of separation chamber 2 |  |  | 0.051 | 0.184 | 461.3614 | 0 | 0 | 0 | 0.076 | 0.184 | 461.3614 | 0 | 0 | 0 | -0.10954 | 0.184 | 461.3614 | 0 | -0.0026 | 0 | 0.24854 | 0.184 | 461.361 | 0 | 0.0026 | 0 | 32.0395 | 0.184 | 862.0081 | 0 | 0.039896 | 0 | 32.0395 | -2.5693 | 2856.5002 | 0.000365 | 0.039896 | 0 | 53.5639 | 0.294 | -476.3745 | 0 | 0.031452 | 0
SEP-2.2857.T6 | MID_XTD6_SEP-2 | T6 | MID | XTD6 | XTD6 | SEP | 2 |  |  | 73 | 2nd beam sep. chamber x=75mm |  |  | 0.075 | 0 | 462.1114 | 0 | 0 | 0 | 0.1 | 0 | 462.1114 | 0 | 0 | 0 | -0.08749 | 0 | 462.1114 | 0 | -0.0026 | 0 | 0.27449 | 0 | 462.1109 | 0 | 0.0026 | 0 | 32.0934 | 0 | 862.7566 | 0 | 0.039896 | 0 | 32.0934 | -2.7536 | 2857.2485 | 0.000365 | 0.039896 | 0 | 53.6115 | 0.11 | -475.6257 | 0 | 0.031452 | 0
PIPE.2858.T6 | MID_XTD6_PIPE | T6 | MID | XTD6 | XTD6 | PIPE |  |  |  | 73 | beam pipe DN100 x=-45mm |  |  | -0.045 | 0 | 462.8614 | 0 | 0 | 0 | -0.02 | 0 | 462.8614 | 0 | 0 | 0 | -0.20944 | 0 | 462.8611 | 0 | -0.0026 | 0 | 0.15644 | 0 | 462.8613 | 0 | 0.0026 | 0 | 32.0034 | 0 | 863.5108 | 0 | 0.039896 | 0 | 32.0034 | -2.7539 | 2858.0027 | 0.000365 | 0.039896 | 0 | 53.5151 | 0.11 | -474.8723 | 0 | 0.031452 | 0
PIPE.2900.T6 | MID_XTD6_PIPE | T6 | MID | XTD6 | XTD6 | PIPE |  |  |  | 73 | beam pipe DN100 x=-45mm |  |  | -0.045 | 0 | 504.7724 | 0 | 0 | 0 | -0.02 | 0 | 504.7724 | 0 | 0 | 0 | -0.31841 | 0 | 504.7719 | 0 | -0.0026 | 0 | 0.26541 | 0 | 504.7721 | 0 | 0.0026 | 0 | 33.6751 | 0 | 905.3884 | 0 | 0.039896 | 0 | 33.6751 | -2.7692 | 2899.8803 | 0.000365 | 0.039896 | 0 | 54.8331 | 0.11 | -432.982 | 0 | 0.031452 | 0
PIPE.2900.T6 | MID_XTD6_PIPE | T6 | MID | XTD6 | XTD6 | PIPE |  |  |  | 73 | beam pipe DN100 x=-45mm (0,00259° not incl. In 3D) |  |  | -0.045 | 0 | 505.3724 | 0 | 0 | 0 | -0.02 | 0 | 505.3724 | 0 | 0 | 0 | -0.31997 | 0 | 505.3719 | 0 | -0.0026 | 0 | 0.26697 | 0 | 505.3721 | 0 | 0.0026 | 0 | 33.699 | 0 | 905.9879 | 0 | 0.039896 | 0 | 33.699 | -2.7694 | 2900.4798 | 0.000365 | 0.039896 | 0 | 54.852 | 0.11 | -432.3823 | 0 | 0.031452 | 0
PIPE.3122.T6 | MID_XTD6_PIPE | T6 | MID | XTD6 | XTD6 | PIPE |  |  |  | 73 | beam pipe DN100 x=-35mm |  |  | -0.035 | 0 | 726.775 | 0 | 0 | 0 | -0.01 | 0 | 726.775 | 0 | 0 | 0 | -0.88561 | 0 | 726.7738 | 0 | -0.0026 | 0 | 0.85261 | 0 | 726.7739 | 0 | 0.0026 | 0 | 42.5397 | 0 | 1127.214 | 0 | 0.039896 | 0 | 42.5397 | -2.8502 | 3121.7059 | 0.000365 | 0.039896 | 0 | 61.8243 | 0.11 | -211.0895 | 0 | 0.031452 | 0
PSLIT-1.3122.T6 | MID_XTD6_PSLIT-1 | T6 | MID | XTD6 | XTD6 | PSLIT | 1 |  |  | 83 | Slits 1 LH (DN100/DN100) x=-35mm;y=-5,2mm |  |  | -0.035 | -0.0052 | 727 | 0 | 0 | 0 | -0.01 | -0.0052 | 727 | 0 | 0 | 0 | -0.8862 | -0.0052 | 726.9988 | 0 | -0.0026 | 0 | 0.8532 | -0.0052 | 726.9989 | 0 | 0.0026 | 0 | 42.5487 | -0.0052 | 1127.4388 | 0 | 0.039896 | 0 | 42.5487 | -2.8555 | 3121.9307 | 0.000365 | 0.039896 | 0 | 61.8314 | 0.1048 | -210.8646 | 0 | 0.031452 | 0
PIPE.3122.T6 | MID_XTD6_PIPE | T6 | MID | XTD6 | XTD6 | PIPE |  |  |  | 73 | beam pipe DN100 |  |  | -0.035 | -0.0052 | 727.225 | 0 | 0 | 0 | -0.01 | -0.0052 | 727.225 | 0 | 0 | 0 | -0.88678 | -0.0052 | 727.2238 | 0 | -0.0026 | 0 | 0.85378 | -0.0052 | 727.2239 | 0 | 0.0026 | 0 | 42.5576 | -0.0052 | 1127.6636 | 0 | 0.039896 | 0 | 42.5576 | -2.8555 | 3122.1555 | 0.000365 | 0.039896 | 0 | 61.8385 | 0.1048 | -210.6398 | 0 | 0.031452 | 0
PIPE.3124.T6 | MID_XTD6_PIPE | T6 | MID | XTD6 | XTD6 | PIPE |  |  |  | 73 | beam pipe DN100 |  |  | -0.035 | -0.0052 | 728.62 | 0 | 0 | 0 | -0.01 | -0.0052 | 728.62 | 0 | 0 | 0 | -0.89041 | -0.0052 | 728.6188 | 0 | -0.0026 | 0 | 0.85741 | -0.0052 | 728.6189 | 0 | 0.0026 | 0 | 42.6133 | -0.0052 | 1129.0575 | 0 | 0.039896 | 0 | 42.6133 | -2.856 | 3123.5494 | 0.000365 | 0.039896 | 0 | 61.8823 | 0.1048 | -209.2454 | 0 | 0.031452 | 0
IMG-1.3124.T6 | MID_XTD6_IMG-1 | T6 | MID | XTD6 | XTD6 | IMG | 1 |  |  | 83 | Imager 3 (DN100/DN100) bellows incl. x=-35mm;y=-5,2mm |  |  | -0.035 | -0.0052 | 729 | 0 | 0 | 0 | -0.01 | -0.0052 | 729 | 0 | 0 | 0 | -0.8914 | -0.0052 | 728.9988 | 0 | -0.0026 | 0 | 0.8584 | -0.0052 | 728.9989 | 0 | 0.0026 | 0 | 42.6284 | -0.0052 | 1129.4372 | 0 | 0.039896 | 0 | 42.6284 | -2.8562 | 3123.9291 | 0.000365 | 0.039896 | 0 | 61.8943 | 0.1048 | -208.8656 | 0 | 0.031452 | 0
PIPE.3124.T6 | MID_XTD6_PIPE | T6 | MID | XTD6 | XTD6 | PIPE |  |  |  | 73 | beam pipe DN100 x=-35mm; y=-5,2mm (0,027° not incl. In 3D) |  |  | -0.035 | -0.0052 | 729.38 | 0 | 0 | 0 | -0.01 | -0.0052 | 729.38 | 0 | 0 | 0 | -0.89239 | -0.0052 | 729.3788 | 0 | -0.0026 | 0 | 0.85939 | -0.0052 | 729.3789 | 0 | 0.0026 | 0 | 42.6436 | -0.0052 | 1129.8169 | 0 | 0.039896 | 0 | 42.6436 | -2.8563 | 3124.3088 | 0.000365 | 0.039896 | 0 | 61.9062 | 0.1048 | -208.4858 | 0 | 0.031452 | 0
PIPE.3275.T6 | MID_XTD6_PIPE | T6 | MID | XTD6 | XTD6 | PIPE |  |  |  | 73 | beam pipe DN100 x=-28mm; y=-7mm |  |  | -0.028 | -0.007 | 879.825 | 0 | 0 | 0 | -0.003 | -0.007 | 879.825 | 0 | 0 | 0 | -1.2765 | -0.007 | 879.8233 | 0 | -0.0026 | 0 | 1.2575 | -0.007 | 879.8234 | 0 | 0.0026 | 0 | 48.6511 | -0.007 | 1280.1419 | 0 | 0.039896 | 0 | 48.6511 | -2.913 | 3274.6338 | 0.000365 | 0.039896 | 0 | 66.6442 | 0.103 | -58.1154 | 0 | 0.031452 | 0
ATT.3275.T6 | MID_XTD6_ATT | T6 | MID | XTD6 | XTD6 | ATT |  |  |  | 83 | Attenuator 2 LH (DN100/DN100) x=-28mm; y=-7mm |  |  | -0.028 | -0.007 | 880 | 0 | 0 | 0 | -0.003 | -0.007 | 880 | 0 | 0 | 0 | -1.277 | -0.007 | 879.9983 | 0 | -0.0026 | 0 | 1.258 | -0.007 | 879.9984 | 0 | 0.0026 | 0 | 48.6581 | -0.007 | 1280.3167 | 0 | 0.039896 | 0 | 48.6581 | -2.9131 | 3274.8087 | 0.000365 | 0.039896 | 0 | 66.6497 | 0.103 | -57.9405 | 0 | 0.031452 | 0
PIPE.3275.T6 | MID_XTD6_PIPE | T6 | MID | XTD6 | XTD6 | PIPE |  |  |  | 73 | beam pipe DN100 x=-28mm;y=-7mm |  |  | -0.028 | -0.007 | 880.175 | 0 | 0 | 0 | -0.003 | -0.007 | 880.175 | 0 | 0 | 0 | -1.2775 | -0.007 | 880.1733 | 0 | -0.0026 | 0 | 1.2585 | -0.007 | 880.1734 | 0 | 0.0026 | 0 | 48.6651 | -0.007 | 1280.4916 | 0 | 0.039896 | 0 | 48.6651 | -2.9131 | 3274.9835 | 0.000365 | 0.039896 | 0 | 66.6552 | 0.103 | -57.7656 | 0 | 0.031452 | 0
PIPE.3282.T6 | MID_XTD6_PIPE | T6 | MID | XTD6 | XTD6 | PIPE |  |  |  | 73 | beam pipe DN100 |  |  | -0.028 | -0.007 | 887.275 | 0 | 0 | 0 | -0.003 | -0.007 | 887.275 | 0 | 0 | 0 | -1.2959 | -0.007 | 887.2733 | 0 | -0.0026 | 0 | 1.2769 | -0.007 | 887.2733 | 0 | 0.0026 | 0 | 48.9483 | -0.007 | 1287.586 | 0 | 0.039896 | 0 | 48.9483 | -2.9157 | 3282.0779 | 0.000365 | 0.039896 | 0 | 66.8785 | 0.103 | -50.6691 | 0 | 0.031452 | 0
PSLIT-2.3282.T6 | MID_XTD6_PSLIT-2 | T6 | MID | XTD6 | XTD6 | PSLIT | 2 |  |  | 83 | Slits 2 RH (DN100/DN100) x=-28mm;y=-7mm |  |  | -0.028 | -0.007 | 887.5 | 0 | 0 | 0 | -0.003 | -0.007 | 887.5 | 0 | 0 | 0 | -1.2965 | -0.007 | 887.4983 | 0 | -0.0026 | 0 | 1.2775 | -0.007 | 887.4983 | 0 | 0.0026 | 0 | 48.9572 | -0.007 | 1287.8108 | 0 | 0.039896 | 0 | 48.9572 | -2.9158 | 3282.3027 | 0.000365 | 0.039896 | 0 | 66.8856 | 0.103 | -50.4442 | 0 | 0.031452 | 0
IMG-2.3283.T6 | MID_XTD6_IMG-2 | T6 | MID | XTD6 | XTD6 | IMG | 2 |  |  | 83 | Imager 4 (DN100/DN100) bellows incl. x=-28mm;y=-7mm |  |  | -0.028 | -0.007 | 888.105 | 0 | 0 | 0 | -0.003 | -0.007 | 888.105 | 0 | 0 | 0 | -1.2981 | -0.007 | 888.1033 | 0 | -0.0026 | 0 | 1.2791 | -0.007 | 888.1033 | 0 | 0.0026 | 0 | 48.9814 | -0.007 | 1288.4153 | 0 | 0.039896 | 0 | 48.9814 | -2.916 | 3282.9072 | 0.000365 | 0.039896 | 0 | 66.9046 | 0.103 | -49.8395 | 0 | 0.031452 | 0
PIPE.3283.T6 | MID_XTD6_PIPE | T6 | MID | XTD6 | XTD6 | PIPE |  |  |  | 73 | beam pipe DN100 x=-28; y=-7mm (0,093° not incl. In 3D) |  |  | -0.028 | -0.007 | 888.485 | 0 | 0 | 0 | -0.003 | -0.007 | 888.485 | 0 | 0 | 0 | -1.2991 | -0.007 | 888.4833 | 0 | -0.0026 | 0 | 1.2801 | -0.007 | 888.4833 | 0 | 0.0026 | 0 | 48.9965 | -0.007 | 1288.795 | 0 | 0.039896 | 0 | 48.9965 | -2.9162 | 3283.2869 | 0.000365 | 0.039896 | 0 | 66.9165 | 0.103 | -49.4597 | 0 | 0.031452 | 0
PIPE.3302.T6 | MID_XTD6_PIPE | T6 | MID | XTD6 | XTD6 | PIPE |  |  |  | 73 | beam pipe DN100 (DN63 flange) x=-25mm; y=-7mm |  |  | -0.025 | -0.007 | 906.795 | 0 | 0 | 0 | 0 | -0.007 | 906.795 | 0 | 0 | 0 | -1.3437 | -0.007 | 906.7933 | 0 | -0.0026 | 0 | 1.3307 | -0.007 | 906.7933 | 0 | 0.0026 | 0 | 49.7298 | -0.007 | 1307.0903 | 0 | 0.039896 | 0 | 49.7298 | -2.9228 | 3301.5822 | 0.000365 | 0.039896 | 0 | 67.4953 | 0.103 | -31.1589 | 0 | 0.031452 | 0
PBLM.3302.T6 | MID_XTD6_PBLM | T6 | MID | XTD6 | XTD6 | PBLM |  |  |  | 73 | Photon Beam loss monitor x=-25mm;y=-7mm |  |  | -0.025 | -0.007 | 907.095 | 0 | 0 | 0 | 0 | -0.007 | 907.095 | 0 | 0 | 0 | -1.3444 | -0.007 | 907.0933 | 0 | -0.0026 | 0 | 1.3314 | -0.007 | 907.0933 | 0 | 0.0026 | 0 | 49.7418 | -0.007 | 1307.3901 | 0 | 0.039896 | 0 | 49.7418 | -2.923 | 3301.882 | 0.000365 | 0.039896 | 0 | 67.5048 | 0.103 | -30.859 | 0 | 0.031452 | 0
PIPE.3302.T6 | MID_XTD6_PIPE | T6 | MID | XTD6 | XTD6 | PIPE |  |  |  | 73 | beam pipe DN63 x=-25mm |  |  | -0.025 | -0.007 | 907.395 | 0 | 0 | 0 | 0 | -0.007 | 907.395 | 0 | 0 | 0 | -1.3452 | -0.007 | 907.3933 | 0 | -0.0026 | 0 | 1.3322 | -0.007 | 907.3933 | 0 | 0.0026 | 0 | 49.7537 | -0.007 | 1307.6898 | 0 | 0.039896 | 0 | 49.7537 | -2.9231 | 3302.1817 | 0.000365 | 0.039896 | 0 | 67.5142 | 0.103 | -30.5592 | 0 | 0.031452 | 0
PIPE.3323.T6 | MID_XTD6_PIPE | T6 | MID | XTD6 | XTD6 | PIPE |  |  |  | 73 | beam pipe DN63 (DN100 flange) |  |  | -0.025 | -0.007 | 927.9875 | 0 | 0 | 0 | 0 | -0.007 | 927.9875 | 0 | 0 | 0 | -1.3988 | -0.007 | 927.9857 | 0 | -0.0026 | 0 | 1.3858 | -0.007 | 927.9857 | 0 | 0.0026 | 0 | 50.5751 | -0.007 | 1328.2659 | 0 | 0.039896 | 0 | 50.5751 | -2.9306 | 3322.7579 | 0.000365 | 0.039896 | 0 | 68.1618 | 0.103 | -9.9769 | 0 | 0.031452 | 0
COLB.3323.T6 | MID_XTD6_COLB | T6 | MID | XTD6 | XTD6 | COLB |  |  |  | 73 | Collimator 18x25mm x=-25mm;y=-7,5mm | 0.018 | 0.025 | -0.025 | -0.0075 | 928.1875 | 0 | 0 | 0 | 0 | -0.0075 | 928.1875 | 0 | 0 | 0 | -1.3993 | -0.0075 | 928.1857 | 0 | -0.0026 | 0 | 1.3863 | -0.0075 | 928.1857 | 0 | 0.0026 | 0 | 50.5831 | -0.0075 | 1328.4658 | 0 | 0.039896 | 0 | 50.5831 | -2.9312 | 3322.9577 | 0.000365 | 0.039896 | 0 | 68.168 | 0.1025 | -9.777 | 0 | 0.031452 | 0
MONO.3324.T6 | MID_XTD6_MONO | T6 | MID | XTD6 | XTD6 | MONO |  |  |  | 73 | Si-Mono 1 (DN100/DN100) bellows incl. x=-25mm;y=-6mm |  |  | -0.025 | -0.006 | 929 | 0 | 0 | 0 | 0 | -0.006 | 929 | 0 | 0 | 0 | -1.4014 | -0.006 | 928.9982 | 0 | -0.0026 | 0 | 1.3884 | -0.006 | 928.9982 | 0 | 0.0026 | 0 | 50.6155 | -0.006 | 1329.2776 | 0 | 0.039896 | 0 | 50.6155 | -2.9299 | 3323.7695 | 0.000365 | 0.039896 | 0 | 68.1936 | 0.104 | -8.9649 | 0 | 0.031452 | 0
PIPE.3324.T6 | MID_XTD6_PIPE | T6 | MID | XTD6 | XTD6 | PIPE |  |  |  | 73 | beam pipe DN63 (DN100 flange) x=-25mm |  |  | -0.025 | 0 | 929.6125 | 0 | 0 | 0 | 0 | 0 | 929.6125 | 0 | 0 | 0 | -1.403 | 0 | 929.6107 | 0 | -0.0026 | 0 | 1.39 | 0 | 929.6107 | 0 | 0.0026 | 0 | 50.6399 | 0 | 1329.8896 | 0 | 0.039896 | 0 | 50.6399 | -2.9242 | 3324.3816 | 0.000365 | 0.039896 | 0 | 68.2129 | 0.11 | -8.3527 | 0 | 0.031452 | 0
PIPE.3325.T6 | MID_XTD6_PIPE | T6 | MID | XTD6 | XTD6 | PIPE |  |  |  | 73 | beam pipe DN63 |  |  | -0.025 | 0 | 930.25 | 0 | 0 | 0 | 0 | 0 | 930.25 | 0 | 0 | 0 | -1.4046 | 0 | 930.2482 | 0 | -0.0026 | 0 | 1.3916 | 0 | 930.2482 | 0 | 0.0026 | 0 | 50.6653 | 0 | 1330.5266 | 0 | 0.039896 | 0 | 50.6653 | -2.9244 | 3325.0186 | 0.000365 | 0.039896 | 0 | 68.2329 | 0.11 | -7.7155 | 0 | 0.031452 | 0
CRL-1.3326.T6 | MID_XTD6_CRL-1 | T6 | MID | XTD6 | XTD6 | CRL | 1 |  |  | 83 | CRL2 (DN63/DN63) bellows+GVs incl. x=-25mm |  |  | -0.025 | 0 | 931 | 0 | 0 | 0 | 0 | 0 | 931 | 0 | 0 | 0 | -1.4066 | 0 | 930.9982 | 0 | -0.0026 | 0 | 1.3936 | 0 | 930.9982 | 0 | 0.0026 | 0 | 50.6952 | 0 | 1331.276 | 0 | 0.039896 | 0 | 50.6952 | -2.9247 | 3325.768 | 0.000365 | 0.039896 | 0 | 68.2565 | 0.11 | -6.9658 | 0 | 0.031452 | 0
PIPE.3327.T6 | MID_XTD6_PIPE | T6 | MID | XTD6 | XTD6 | PIPE |  |  |  | 73 | beam pipe DN63 x=-25mm |  |  | -0.025 | 0 | 931.75 | 0 | 0 | 0 | 0 | 0 | 931.75 | 0 | 0 | 0 | -1.4085 | 0 | 931.7482 | 0 | -0.0026 | 0 | 1.3955 | 0 | 931.7482 | 0 | 0.0026 | 0 | 50.7251 | 0 | 1332.0254 | 0 | 0.039896 | 0 | 50.7251 | -2.925 | 3326.5174 | 0.000365 | 0.039896 | 0 | 68.2801 | 0.11 | -6.2162 | 0 | 0.031452 | 0
PIPE.3327.T6 | MID_XTD6_PIPE | T6 | MID | XTD6 | XTD6 | PIPE |  |  |  | 73 | beam pipe DN63 |  |  | -0.025 | 0 | 932.25 | 0 | 0 | 0 | 0 | 0 | 932.25 | 0 | 0 | 0 | -1.4098 | 0 | 932.2482 | 0 | -0.0026 | 0 | 1.3968 | 0 | 932.2482 | 0 | 0.0026 | 0 | 50.7451 | 0 | 1332.525 | 0 | 0.039896 | 0 | 50.7451 | -2.9251 | 3327.017 | 0.000365 | 0.039896 | 0 | 68.2958 | 0.11 | -5.7165 | 0 | 0.031452 | 0
CRL-2.3328.T6 | MID_XTD6_CRL-2 | T6 | MID | XTD6 | XTD6 | CRL | 2 |  |  | 83 | [OPTION: CRL3] x=-25mm |  |  | -0.025 | 0 | 933 | 0 | 0 | 0 | 0 | 0 | 933 | 0 | 0 | 0 | -1.4118 | 0 | 932.9982 | 0 | -0.0026 | 0 | 1.3988 | 0 | 932.9982 | 0 | 0.0026 | 0 | 50.775 | 0 | 1333.2745 | 0 | 0.039896 | 0 | 50.775 | -2.9254 | 3327.7664 | 0.000365 | 0.039896 | 0 | 68.3194 | 0.11 | -4.9668 | 0 | 0.031452 | 0
PIPE.3329.T6 | MID_XTD6_PIPE | T6 | MID | XTD6 | XTD6 | PIPE |  |  |  | 73 | beam pipe DN63 x=-25mm |  |  | -0.025 | 0 | 933.75 | 0 | 0 | 0 | 0 | 0 | 933.75 | 0 | 0 | 0 | -1.4137 | 0 | 933.7482 | 0 | -0.0026 | 0 | 1.4007 | 0 | 933.7482 | 0 | 0.0026 | 0 | 50.8049 | 0 | 1334.0239 | 0 | 0.039896 | 0 | 50.8049 | -2.9257 | 3328.5158 | 0.000365 | 0.039896 | 0 | 68.343 | 0.11 | -4.2172 | 0 | 0.031452 | 0
PIPE.3331.T6 | MID_XTD6_PIPE | T6 | MID | XTD6 | XTD6 | PIPE |  |  |  | 73 | beam pipe DN63 |  |  | -0.025 | 0 | 936.39 | 0 | 0 | 0 | 0 | 0 | 936.39 | 0 | 0 | 0 | -1.4206 | 0 | 936.3882 | 0 | -0.0026 | 0 | 1.4076 | 0 | 936.3882 | 0 | 0.0026 | 0 | 50.9102 | 0 | 1336.6618 | 0 | 0.039896 | 0 | 50.9102 | -2.9266 | 3331.1537 | 0.000365 | 0.039896 | 0 | 68.426 | 0.11 | -1.5785 | 0 | 0.031452 | 0
IMGPI.3332.T6 | MID_XTD6_IMGPI | T6 | MID | XTD6 | XTD6 | IMGPI |  |  |  | 74 | Pop-in Monitor (type I) bellows DN63 incl. x=-25mm |  |  | -0.025 | 0 | 936.8 | 0 | 0 | 0 | 0 | 0 | 936.8 | 0 | 0 | 0 | -1.4217 | 0 | 936.7982 | 0 | -0.0026 | 0 | 1.4087 | 0 | 936.7982 | 0 | 0.0026 | 0 | 50.9266 | 0 | 1337.0714 | 0 | 0.039896 | 0 | 50.9266 | -2.9268 | 3331.5633 | 0.000365 | 0.039896 | 0 | 68.4389 | 0.11 | -1.1687 | 0 | 0.031452 | 0
PIPE.3332.T6 | MID_XTD6_PIPE | T6 | MID | XTD6 | XTD6 | PIPE |  |  |  | 73 | beam pipe DN63 x=-25mm |  |  | -0.025 | 0 | 937.11 | 0 | 0 | 0 | 0 | 0 | 937.11 | 0 | 0 | 0 | -1.4225 | 0 | 937.1082 | 0 | -0.0026 | 0 | 1.4095 | 0 | 937.1082 | 0 | 0.0026 | 0 | 50.9389 | 0 | 1337.3812 | 0 | 0.039896 | 0 | 50.9389 | -2.9269 | 3331.8731 | 0.000365 | 0.039896 | 0 | 68.4486 | 0.11 | -0.85887 | 0 | 0.031452 | 0
PIPE.3334.T6 | MID_XTD6_PIPE | T6 | MID | XHEXP | XTD6 | PIPE |  |  |  | 73 | beam pipe DN63 |  |  | -0.025 | 0 | 939.287 | 0 | 0 | 0 | 0 | 0 | 939.287 | 0 | 0 | 0 | -1.4281 | 0 | 939.2851 | 0 | -0.0026 | 0 | 1.4151 | 0 | 939.2852 | 0 | 0.0026 | 0 | 51.0258 | 0 | 1339.5565 | 0 | 0.039896 | 0 | 51.0258 | -2.9277 | 3334.0484 | 0.000365 | 0.039896 | 0 | 68.5171 | 0.11 | 1.3171 | 0 | 0.031452 | 0
SHUT.3335.T6 | MID_XTD6_SHUT | T6 | MID | XHEXP | XTD6 | SHUT |  |  |  | 73 | Front end (2xDN63flange) x=-25mm | 0.015 | 0.04 | -0.025 | 0 | 940.037 | 0 | 0 | 0 | 0 | 0 | 940.037 | 0 | 0 | 0 | -1.4301 | 0 | 940.0351 | 0 | -0.0026 | 0 | 1.4171 | 0 | 940.0352 | 0 | 0.0026 | 0 | 51.0557 | 0 | 1340.3059 | 0 | 0.039896 | 0 | 51.0557 | -2.928 | 3334.7978 | 0.000365 | 0.039896 | 0 | 68.5407 | 0.11 | 2.0667 | 0 | 0.031452 | 0
PIPE.3336.T6 | MID_XTD6_PIPE | T6 | MID | XHEXP | XTD6 | PIPE |  |  |  | 73 | beam pipe DN63 |  |  | -0.025 | 0 | 940.787 | 0 | 0 | 0 | 0 | 0 | 940.787 | 0 | 0 | 0 | -1.432 | 0 | 940.7851 | 0 | -0.0026 | 0 | 1.419 | 0 | 940.7852 | 0 | 0.0026 | 0 | 51.0856 | 0 | 1341.0553 | 0 | 0.039896 | 0 | 51.0856 | -2.9282 | 3335.5472 | 0.000365 | 0.039896 | 0 | 68.5643 | 0.11 | 2.8163 | 0 | 0.031452 | 0
PIPE.3337.T6 | MID_XTD6_PIPE | T6 | MID | XHEXP | XTD6 | PIPE |  |  |  | 73 | beam pipe DN63 |  |  | -0.025 | 0 | 942.682 | 0 | 0 | 0 | 0 | 0 | 942.682 | 0 | 0 | 0 | -1.437 | 0 | 942.6801 | 0 | -0.0026 | 0 | 1.424 | 0 | 942.6801 | 0 | 0.0026 | 0 | 51.1612 | 0 | 1342.9487 | 0 | 0.039896 | 0 | 51.1612 | -2.9289 | 3337.4407 | 0.000365 | 0.039896 | 0 | 68.6238 | 0.11 | 4.7104 | 0 | 0.031452 | 0
PIPE.2858.T6HED | HED_XTD6_PIPE | T6HED | HED | XTD6 | XTD6 | PIPE |  |  |  | 73 | beam pipe DN100 x=-45mm |  |  | 0.14569 | 0 | 463.3412 | 0 | 0.0026 | 0 | 0.17069 | 0 | 463.3412 | 0 | 0.0026 | 0 | -0.02 | 0 | 463.3414 | 0 | 0 | 0 | 0.34837 | 0 | 463.3406 | 0 | 0.0052 | 0 | 32.2131 | 0 | 863.9826 | 0 | 0.042496 | 0 | 32.2131 | -2.7541 | 2858.4745 | 0.000365 | 0.042496 | 0 | 53.7208 | 0.11 | -474.3987 | 0 | 0.034052 | 0
PIPE.2897.T6HED | HED_XTD6_PIPE | T6HED | HED | XTD6 | XTD6 | PIPE |  |  |  | 73 | beam pipe DN100 x=-45mm |  |  | 0.24561 | 0 | 501.7721 | 0 | 0.0026 | 0 | 0.27061 | 0 | 501.7721 | 0 | 0.0026 | 0 | -0.02 | 0 | 501.7724 | 0 | 0 | 0 | 0.54821 | 0 | 501.771 | 0 | 0.0052 | 0 | 33.8458 | 0 | 902.3789 | 0 | 0.042496 | 0 | 33.8458 | -2.7681 | 2896.8708 | 0.000365 | 0.042496 | 0 | 55.0292 | 0.11 | -435.99 | 0 | 0.034052 | 0
PIPE.2897.T6HED | HED_XTD6_PIPE | T6HED | HED | XTD6 | XTD6 | PIPE |  |  |  | 73 | beam pipe DN100 x=-45mm (0,02468° not incl in 3D model) |  |  | 0.24717 | 0 | 502.372 | 0 | 0.0026 | 0 | 0.27217 | 0 | 502.372 | 0 | 0.0026 | 0 | -0.02 | 0 | 502.3724 | 0 | 0 | 0 | 0.55133 | 0 | 502.371 | 0 | 0.0052 | 0 | 33.8713 | 0 | 902.9783 | 0 | 0.042496 | 0 | 33.8713 | -2.7683 | 2897.4702 | 0.000365 | 0.042496 | 0 | 55.0496 | 0.11 | -435.3904 | 0 | 0.034052 | 0
PIPE.3222.T6HED | HED_XTD6_PIPE | T6HED | HED | XTD6 | XTD6 | PIPE |  |  |  | 73 | beam pipe DN100 (bellow DN63 incl.) x=-31mm |  |  | 1.1062 | 0 | 827.3795 | 0 | 0.0026 | 0 | 1.1312 | 0 | 827.3795 | 0 | 0.0026 | 0 | -0.006 | 0 | 827.381 | 0 | 0 | 0 | 2.2554 | 0 | 827.3751 | 0 | 0.0052 | 0 | 47.6926 | 0 | 1227.6929 | 0 | 0.042496 | 0 | 47.6926 | -2.8869 | 3222.1848 | 0.000365 | 0.042496 | 0 | 66.1286 | 0.11 | -110.5706 | 0 | 0.034052 | 0
PBLM.3222.T6HED | HED_XTD6_PBLM | T6HED | HED | XTD6 | XTD6 | PBLM |  |  |  | 73 | Photon Beam loss monitor (DN63/DN63) x=-31mm |  |  | 1.107 | 0 | 827.6795 | 0 | 0.0026 | 0 | 1.132 | 0 | 827.6795 | 0 | 0.0026 | 0 | -0.006 | 0 | 827.681 | 0 | 0 | 0 | 2.2569 | 0 | 827.6751 | 0 | 0.0052 | 0 | 47.7053 | 0 | 1227.9926 | 0 | 0.042496 | 0 | 47.7053 | -2.887 | 3222.4846 | 0.000365 | 0.042496 | 0 | 66.1388 | 0.11 | -110.2708 | 0 | 0.034052 | 0
COLB-1.3223.T6HED | HED_XTD6_COLB-1 | T6HED | HED | XTD6 | XTD6 | COLB | 1 |  |  | 73 | Collimator 18mm (DN100/DN100) x=-31mm | 0.018 | 0.018 | 1.1091 | 0 | 828.4895 | 0 | 0.0026 | 0 | 1.1341 | 0 | 828.4895 | 0 | 0.0026 | 0 | -0.006 | 0 | 828.491 | 0 | 0 | 0 | 2.2611 | 0 | 828.4851 | 0 | 0.0052 | 0 | 47.7398 | 0 | 1228.8019 | 0 | 0.042496 | 0 | 47.7398 | -2.8873 | 3223.2938 | 0.000365 | 0.042496 | 0 | 66.1664 | 0.11 | -109.4613 | 0 | 0.034052 | 0
PIPE.3223.T6HED | HED_XTD6_PIPE | T6HED | HED | XTD6 | XTD6 | PIPE |  |  |  | 73 | beam pipe DN100 x=-31mm (0,00872° not incl in 3D model) |  |  | 1.1096 | 0 | 828.6895 | 0 | 0.0026 | 0 | 1.1346 | 0 | 828.6895 | 0 | 0.0026 | 0 | -0.006 | 0 | 828.691 | 0 | 0 | 0 | 2.2622 | 0 | 828.6851 | 0 | 0.0052 | 0 | 47.7483 | 0 | 1229.0017 | 0 | 0.042496 | 0 | 47.7483 | -2.8873 | 3223.4937 | 0.000365 | 0.042496 | 0 | 66.1732 | 0.11 | -109.2614 | 0 | 0.034052 | 0
PIPE.3230.T6HED | HED_XTD6_PIPE | T6HED | HED | XTD6 | XTD6 | PIPE |  |  |  | 73 | beam pipe DN100 x=-30mm |  |  | 1.1277 | 0 | 835.2595 | 0 | 0.0026 | 0 | 1.1527 | 0 | 835.2595 | 0 | 0.0026 | 0 | -0.005 | 0 | 835.261 | 0 | 0 | 0 | 2.2973 | 0 | 835.255 | 0 | 0.0052 | 0 | 48.0284 | 0 | 1235.5658 | 0 | 0.042496 | 0 | 48.0284 | -2.8897 | 3230.0577 | 0.000365 | 0.042496 | 0 | 66.3979 | 0.11 | -102.6952 | 0 | 0.034052 | 0
MIRR.3232.T6HED | HED_XTD6_MIRR | T6HED | HED | XTD6 | XTD6 | MIRR |  |  |  | 82 | mirror x-ray tube (DN100/DN100) x=-30mm |  |  | 1.1317 | 0 | 836.7995 | 0 | 0.0026 | 0 | 1.1567 | 0 | 836.7995 | 0 | 0.0026 | 0 | -0.005 | 0 | 836.801 | 0 | 0 | 0 | 2.3054 | 0 | 836.795 | 0 | 0.0052 | 0 | 48.0938 | 0 | 1237.1044 | 0 | 0.042496 | 0 | 48.0938 | -2.8903 | 3231.5963 | 0.000365 | 0.042496 | 0 | 66.4503 | 0.11 | -101.1561 | 0 | 0.034052 | 0
SDL.3236.T6HED | HED_XTD6_SDL | T6HED | HED | XTD6 | XTD6 | SDL |  |  |  | 82 | Split & Delay unit (DN200/DN200) x=-25mm |  |  | 1.1474 | 0 | 840.934 | 0 | 0.0026 | 0 | 1.1724 | 0 | 840.934 | 0 | 0.0026 | 0 | 0 | 0 | 840.9355 | 0 | 0 | 0 | 2.3319 | 0 | 840.9294 | 0 | 0.0052 | 0 | 48.2744 | 0 | 1241.2349 | 0 | 0.042496 | 0 | 48.2744 | -2.8918 | 3235.7268 | 0.000365 | 0.042496 | 0 | 66.5961 | 0.11 | -97.0242 | 0 | 0.034052 | 0
IMG-1.3240.T6HED | HED_XTD6_IMG-1 | T6HED | HED | XTD6 | XTD6 | IMG | 1 |  |  | 82 | Pop-in monitor (2xDN100) x=-30mm |  |  | 1.1523 | 0 | 844.7435 | 0 | 0.0026 | 0 | 1.1773 | 0 | 844.7435 | 0 | 0.0026 | 0 | -0.005 | 0 | 844.745 | 0 | 0 | 0 | 2.3467 | 0 | 844.7389 | 0 | 0.0052 | 0 | 48.4313 | 0 | 1245.0412 | 0 | 0.042496 | 0 | 48.4313 | -2.8932 | 3239.5331 | 0.000365 | 0.042496 | 0 | 66.7208 | 0.11 | -93.2167 | 0 | 0.034052 | 0
PIPE.3240.T6HED | HED_XTD6_PIPE | T6HED | HED | XTD6 | XTD6 | PIPE |  |  |  | 73 | beam pipe DN100 x=-30mm (0,00777°) |  |  | 1.1527 | 0 | 844.8785 | 0 | 0.0026 | 0 | 1.1777 | 0 | 844.8785 | 0 | 0.0026 | 0 | -0.005 | 0 | 844.88 | 0 | 0 | 0 | 2.3474 | 0 | 844.8739 | 0 | 0.0052 | 0 | 48.437 | 0 | 1245.1761 | 0 | 0.042496 | 0 | 48.437 | -2.8932 | 3239.668 | 0.000365 | 0.042496 | 0 | 66.7254 | 0.11 | -93.0818 | 0 | 0.034052 | 0
PIPE.3247.T6HED | HED_XTD6_PIPE | T6HED | HED | XTD6 | XTD6 | PIPE |  |  |  | 73 | beam pipe DN100 x=-29mm |  |  | 1.1735 | 0 | 852.4814 | 0 | 0.0026 | 0 | 1.1985 | 0 | 852.4814 | 0 | 0.0026 | 0 | -0.004 | 0 | 852.483 | 0 | 0 | 0 | 2.3879 | 0 | 852.4768 | 0 | 0.0052 | 0 | 48.761 | 0 | 1252.7722 | 0 | 0.042496 | 0 | 48.761 | -2.896 | 3247.2641 | 0.000365 | 0.042496 | 0 | 66.9852 | 0.11 | -85.4833 | 0 | 0.034052 | 0
MONO-1.3248.T6HED | HED_XTD6_MONO-1 | T6HED | HED | XTD6 | XTD6 | MONO | 1 |  |  | 73 | Si-Mono (bellows incl.) x=-29mm |  |  | 1.1761 | 0 | 853.4984 | 0 | 0.0026 | 0 | 1.2011 | 0 | 853.4984 | 0 | 0.0026 | 0 | -0.004 | 0 | 853.5 | 0 | 0 | 0 | 2.3932 | 0 | 853.4938 | 0 | 0.0052 | 0 | 48.8042 | 0 | 1253.7883 | 0 | 0.042496 | 0 | 48.8042 | -2.8964 | 3248.2802 | 0.000365 | 0.042496 | 0 | 67.0198 | 0.11 | -84.4668 | 0 | 0.034052 | 0
PIPE.3249.T6HED | HED_XTD6_PIPE | T6HED | HED | XTD6 | XTD6 | PIPE |  |  |  | 73 | beam pipe DN100 x=-29mm |  |  | 1.1787 | 0 | 854.5154 | 0 | 0.0026 | 0 | 1.2037 | 0 | 854.5154 | 0 | 0.0026 | 0 | -0.004 | 0 | 854.517 | 0 | 0 | 0 | 2.3985 | 0 | 854.5108 | 0 | 0.0052 | 0 | 48.8474 | 0 | 1254.8043 | 0 | 0.042496 | 0 | 48.8474 | -2.8968 | 3249.2963 | 0.000365 | 0.042496 | 0 | 67.0545 | 0.11 | -83.4504 | 0 | 0.034052 | 0
PIPE.3250.T6HED | HED_XTD6_PIPE | T6HED | HED | XTD6 | XTD6 | PIPE |  |  |  | 73 | beam pipe DN100 |  |  | 1.1805 | 0 | 855.1904 | 0 | 0.0026 | 0 | 1.2055 | 0 | 855.1904 | 0 | 0.0026 | 0 | -0.004 | 0 | 855.192 | 0 | 0 | 0 | 2.402 | 0 | 855.1857 | 0 | 0.0052 | 0 | 48.8761 | 0 | 1255.4787 | 0 | 0.042496 | 0 | 48.8761 | -2.897 | 3249.9706 | 0.000365 | 0.042496 | 0 | 67.0774 | 0.11 | -82.7758 | 0 | 0.034052 | 0
MONO-2.3251.T6HED | HED_XTD6_MONO-2 | T6HED | HED | XTD6 | XTD6 | MONO | 2 |  |  | 82 | High resol. Monochromator x=-29mm |  |  | 1.1821 | 0 | 855.8029 | 0 | 0.0026 | 0 | 1.2071 | 0 | 855.8029 | 0 | 0.0026 | 0 | -0.004 | 0 | 855.8045 | 0 | 0 | 0 | 2.4052 | 0 | 855.7982 | 0 | 0.0052 | 0 | 48.9021 | 0 | 1256.0907 | 0 | 0.042496 | 0 | 48.9021 | -2.8972 | 3250.5826 | 0.000365 | 0.042496 | 0 | 67.0983 | 0.11 | -82.1637 | 0 | 0.034052 | 0
CRL.3252.T6HED | HED_XTD6_CRL | T6HED | HED | XTD6 | XTD6 | CRL |  |  |  | 82 | CRL2 (DN63/63) bellow ds. Incl. x=-29mmy=+4mm |  |  | 1.1852 | 0.004 | 856.9954 | 0 | 0.0026 | 0 | 1.2102 | 0.004 | 856.9954 | 0 | 0.0026 | 0 | -0.004 | 0.004 | 856.997 | 0 | 0 | 0 | 2.4114 | 0.004 | 856.9907 | 0 | 0.0052 | 0 | 48.9528 | 0.004 | 1257.2821 | 0 | 0.042496 | 0 | 48.9528 | -2.8937 | 3251.774 | 0.000365 | 0.042496 | 0 | 67.1389 | 0.114 | -80.9719 | 0 | 0.034052 | 0
IMG-2.3253.T6HED | HED_XTD6_IMG-2 | T6HED | HED | XTD6 | XTD6 | IMG | 2 |  |  | 74 | Pop-in monitor (2xDN100) x=-29mm;y=+4mm |  |  | 1.1877 | 0.004 | 857.9504 | 0 | 0.0026 | 0 | 1.2127 | 0.004 | 857.9504 | 0 | 0.0026 | 0 | -0.004 | 0.004 | 857.952 | 0 | 0 | 0 | 2.4163 | 0.004 | 857.9457 | 0 | 0.0052 | 0 | 48.9933 | 0.004 | 1258.2362 | 0 | 0.042496 | 0 | 48.9933 | -2.894 | 3252.7282 | 0.000365 | 0.042496 | 0 | 67.1714 | 0.114 | -80.0174 | 0 | 0.034052 | 0
COLB-2.3253.T6HED | HED_XTD6_COLB-2 | T6HED | HED | XTD6 | XTD6 | COLB | 2 |  |  | 73 | Collimator 19x24mm x=-29mm; y=+4mm | 0.019 | 0.024 | 1.1894 | 0.004 | 858.5954 | 0 | 0.0026 | 0 | 1.2144 | 0.004 | 858.5954 | 0 | 0.0026 | 0 | -0.004 | 0.004 | 858.597 | 0 | 0 | 0 | 2.4197 | 0.004 | 858.5907 | 0 | 0.0052 | 0 | 49.0207 | 0.004 | 1258.8807 | 0 | 0.042496 | 0 | 49.0207 | -2.8942 | 3253.3726 | 0.000365 | 0.042496 | 0 | 67.1934 | 0.114 | -79.3728 | 0 | 0.034052 | 0
DPS-C1.3254.T6HED | HED_XTD6_DPS-C1 | T6HED | HED | XTD6 | XTD6 | DPS | C1 |  |  | 73 | Diff. Pump DN40 upstream x=-29mm; y=+4mm |  |  | 1.1906 | 0.004 | 859.0634 | 0 | 0.0026 | 0 | 1.2156 | 0.004 | 859.0634 | 0 | 0.0026 | 0 | -0.004 | 0.004 | 859.065 | 0 | 0 | 0 | 2.4221 | 0.004 | 859.0587 | 0 | 0.0052 | 0 | 49.0406 | 0.004 | 1259.3482 | 0 | 0.042496 | 0 | 49.0406 | -2.8944 | 3253.8401 | 0.000365 | 0.042496 | 0 | 67.2093 | 0.114 | -78.9051 | 0 | 0.034052 | 0
DPS-T1.3255.T6HED | HED_XTD6_DPS-T1 | T6HED | HED | XTD6 | XTD6 | DPS | T1 |  |  | 73 | Diff. Pump DN40 upstream x=-29mm; y=+4mm |  |  | 1.1924 | 0.004 | 859.7769 | 0 | 0.0026 | 0 | 1.2174 | 0.004 | 859.7769 | 0 | 0.0026 | 0 | -0.004 | 0.004 | 859.7784 | 0 | 0 | 0 | 2.4258 | 0.004 | 859.7721 | 0 | 0.0052 | 0 | 49.0709 | 0.004 | 1260.061 | 0 | 0.042496 | 0 | 49.0709 | -2.8947 | 3254.553 | 0.000365 | 0.042496 | 0 | 67.2336 | 0.114 | -78.192 | 0 | 0.034052 | 0
DPS-C2.3255.T6HED | HED_XTD6_DPS-C2 | T6HED | HED | XTD6 | XTD6 | DPS | C2 |  |  | 73 | Diff. Pump DN40 upstream x=-29mm; y=+4mm |  |  | 1.1948 | 0.004 | 860.6854 | 0 | 0.0026 | 0 | 1.2198 | 0.004 | 860.6854 | 0 | 0.0026 | 0 | -0.004 | 0.004 | 860.687 | 0 | 0 | 0 | 2.4306 | 0.004 | 860.6807 | 0 | 0.0052 | 0 | 49.1095 | 0.004 | 1260.9688 | 0 | 0.042496 | 0 | 49.1095 | -2.895 | 3255.4607 | 0.000365 | 0.042496 | 0 | 67.2645 | 0.114 | -77.284 | 0 | 0.034052 | 0
DPS-T2.3256.T6HED | HED_XTD6_DPS-T2 | T6HED | HED | XTD6 | XTD6 | DPS | T2 |  |  | 73 | Diff. Pump DN40 upstream x=-29mm; y=+4mm |  |  | 1.1969 | 0.004 | 861.4904 | 0 | 0.0026 | 0 | 1.2219 | 0.004 | 861.4904 | 0 | 0.0026 | 0 | -0.004 | 0.004 | 861.4919 | 0 | 0 | 0 | 2.4347 | 0.004 | 861.4856 | 0 | 0.0052 | 0 | 49.1437 | 0.004 | 1261.773 | 0 | 0.042496 | 0 | 49.1437 | -2.8953 | 3256.2649 | 0.000365 | 0.042496 | 0 | 67.2919 | 0.114 | -76.4795 | 0 | 0.034052 | 0
DPS-C3.3257.T6HED | HED_XTD6_DPS-C3 | T6HED | HED | XTD6 | XTD6 | DPS | C3 |  |  | 73 | Diff. Pump DN40 upstream x=-29mm; y=+4mm |  |  | 1.199 | 0.004 | 862.2944 | 0 | 0.0026 | 0 | 1.224 | 0.004 | 862.2944 | 0 | 0.0026 | 0 | -0.004 | 0.004 | 862.296 | 0 | 0 | 0 | 2.4389 | 0.004 | 862.2897 | 0 | 0.0052 | 0 | 49.1779 | 0.004 | 1262.5763 | 0 | 0.042496 | 0 | 49.1779 | -2.8956 | 3257.0682 | 0.000365 | 0.042496 | 0 | 67.3193 | 0.114 | -75.6759 | 0 | 0.034052 | 0
DPS-T3.3258.T6HED | HED_XTD6_DPS-T3 | T6HED | HED | XTD6 | XTD6 | DPS | T3 |  |  | 73 | Diff. Pump DN40 upstream x=-29mm; y=+4mm |  |  | 1.2015 | 0.004 | 863.259 | 0 | 0.0026 | 0 | 1.2265 | 0.004 | 863.259 | 0 | 0.0026 | 0 | -0.004 | 0.004 | 863.2605 | 0 | 0 | 0 | 2.4439 | 0.004 | 863.2542 | 0 | 0.0052 | 0 | 49.2189 | 0.004 | 1263.54 | 0 | 0.042496 | 0 | 49.2189 | -2.8959 | 3258.0319 | 0.000365 | 0.042496 | 0 | 67.3521 | 0.114 | -74.712 | 0 | 0.034052 | 0
DPS-T4.3259.T6HED | HED_XTD6_DPS-T4 | T6HED | HED | XTD6 | XTD6 | DPS | T4 |  |  | 73 | Diff. Pump DN40 upstream x=-29mm; y=+4mm |  |  | 1.2044 | 0.004 | 864.365 | 0 | 0.0026 | 0 | 1.2294 | 0.004 | 864.365 | 0 | 0.0026 | 0 | -0.004 | 0.004 | 864.3665 | 0 | 0 | 0 | 2.4497 | 0.004 | 864.3602 | 0 | 0.0052 | 0 | 49.2659 | 0.004 | 1264.645 | 0 | 0.042496 | 0 | 49.2659 | -2.8964 | 3259.1369 | 0.000365 | 0.042496 | 0 | 67.3898 | 0.114 | -73.6066 | 0 | 0.034052 | 0
XGM.3261.T6HED | HED_XTD6_XGM | T6HED | HED | XTD6 | XTD6 | XGM |  |  |  | 74 | XGM (DN40/DN40) bellows DN40 incl. x=-29mm;y=+4mm |  |  | 1.2091 | 0.004 | 866.1764 | 0 | 0.0026 | 0 | 1.2341 | 0.004 | 866.1764 | 0 | 0.0026 | 0 | -0.004 | 0.004 | 866.178 | 0 | 0 | 0 | 2.4591 | 0.004 | 866.1716 | 0 | 0.0052 | 0 | 49.3428 | 0.004 | 1266.4548 | 0 | 0.042496 | 0 | 49.3428 | -2.897 | 3260.9467 | 0.000365 | 0.042496 | 0 | 67.4515 | 0.114 | -71.7962 | 0 | 0.034052 | 0
PIPE.3262.T6HED | HED_XTD6_PIPE | T6HED | HED | XTD6 | XTD6 | PIPE |  |  |  | 73 | beam pipe DN40 x=-29mm, y=+4mm |  |  | 1.2125 | 0.004 | 867.4874 | 0 | 0.0026 | 0 | 1.2375 | 0.004 | 867.4874 | 0 | 0.0026 | 0 | -0.004 | 0.004 | 867.489 | 0 | 0 | 0 | 2.4659 | 0.004 | 867.4826 | 0 | 0.0052 | 0 | 49.3985 | 0.004 | 1267.7646 | 0 | 0.042496 | 0 | 49.3985 | -2.8975 | 3262.2565 | 0.000365 | 0.042496 | 0 | 67.4961 | 0.114 | -70.486 | 0 | 0.034052 | 0
PIPE.3266.T6HED | HED_XTD6_PIPE | T6HED | HED | XTD6 | XTD6 | PIPE |  |  |  | 73 | beam pipe DN40 |  |  | 1.2229 | 0.004 | 871.4874 | 0 | 0.0026 | 0 | 1.2479 | 0.004 | 871.4874 | 0 | 0.0026 | 0 | -0.004 | 0.004 | 871.489 | 0 | 0 | 0 | 2.4867 | 0.004 | 871.4825 | 0 | 0.0052 | 0 | 49.5684 | 0.004 | 1271.761 | 0 | 0.042496 | 0 | 49.5684 | -2.8989 | 3266.2529 | 0.000365 | 0.042496 | 0 | 67.6323 | 0.114 | -66.4883 | 0 | 0.034052 | 0
DPS-T5.3267.T6HED | HED_XTD6_DPS-T5 | T6HED | HED | XTD6 | XTD6 | DPS | T5 |  |  | 73 | Diff. Pump DN40 downstream x=-29mm;y=+4mm |  |  | 1.2243 | 0.004 | 872.0378 | 0 | 0.0026 | 0 | 1.2493 | 0.004 | 872.0378 | 0 | 0.0026 | 0 | -0.004 | 0.004 | 872.0394 | 0 | 0 | 0 | 2.4896 | 0.004 | 872.033 | 0 | 0.0052 | 0 | 49.5918 | 0.004 | 1272.311 | 0 | 0.042496 | 0 | 49.5918 | -2.8991 | 3266.8029 | 0.000365 | 0.042496 | 0 | 67.651 | 0.114 | -65.9381 | 0 | 0.034052 | 0
DPS-T6.3268.T6HED | HED_XTD6_DPS-T6 | T6HED | HED | XTD6 | XTD6 | DPS | T6 |  |  | 73 | Diff. Pump DN40 downstream x=-29mm;y=+4mm |  |  | 1.227 | 0.004 | 873.0863 | 0 | 0.0026 | 0 | 1.252 | 0.004 | 873.0863 | 0 | 0.0026 | 0 | -0.004 | 0.004 | 873.088 | 0 | 0 | 0 | 2.495 | 0.004 | 873.0815 | 0 | 0.0052 | 0 | 49.6364 | 0.004 | 1273.3585 | 0 | 0.042496 | 0 | 49.6364 | -2.8995 | 3267.8505 | 0.000365 | 0.042496 | 0 | 67.6867 | 0.114 | -64.8902 | 0 | 0.034052 | 0
DPS-C4.3269.T6HED | HED_XTD6_DPS-C4 | T6HED | HED | XTD6 | XTD6 | DPS | C4 |  |  | 73 | Diff. Pump DN40 downstream x=-29mm;y=+4mm |  |  | 1.2296 | 0.004 | 874.0584 | 0 | 0.0026 | 0 | 1.2546 | 0.004 | 874.0584 | 0 | 0.0026 | 0 | -0.004 | 0.004 | 874.06 | 0 | 0 | 0 | 2.5001 | 0.004 | 874.0535 | 0 | 0.0052 | 0 | 49.6777 | 0.004 | 1274.3297 | 0 | 0.042496 | 0 | 49.6777 | -2.8999 | 3268.8216 | 0.000365 | 0.042496 | 0 | 67.7198 | 0.114 | -63.9188 | 0 | 0.034052 | 0
DPS-T7.3270.T6HED | HED_XTD6_DPS-T7 | T6HED | HED | XTD6 | XTD6 | DPS | T7 |  |  | 73 | Diff. Pump DN40 downstream x=-29mm;y=+4mm |  |  | 1.2316 | 0.004 | 874.8633 | 0 | 0.0026 | 0 | 1.2566 | 0.004 | 874.8633 | 0 | 0.0026 | 0 | -0.004 | 0.004 | 874.865 | 0 | 0 | 0 | 2.5043 | 0.004 | 874.8584 | 0 | 0.0052 | 0 | 49.7119 | 0.004 | 1275.1339 | 0 | 0.042496 | 0 | 49.7119 | -2.9002 | 3269.6258 | 0.000365 | 0.042496 | 0 | 67.7472 | 0.114 | -63.1143 | 0 | 0.034052 | 0
DPS-C5.3270.T6HED | HED_XTD6_DPS-C5 | T6HED | HED | XTD6 | XTD6 | DPS | C5 |  |  | 73 | Diff. Pump DN40 downstream x=-29mm;y=+4mm |  |  | 1.2337 | 0.004 | 875.6674 | 0 | 0.0026 | 0 | 1.2587 | 0.004 | 875.6674 | 0 | 0.0026 | 0 | -0.004 | 0.004 | 875.669 | 0 | 0 | 0 | 2.5085 | 0.004 | 875.6625 | 0 | 0.0052 | 0 | 49.746 | 0.004 | 1275.9372 | 0 | 0.042496 | 0 | 49.746 | -2.9005 | 3270.4292 | 0.000365 | 0.042496 | 0 | 67.7746 | 0.114 | -62.3107 | 0 | 0.034052 | 0
DPS-T8.3271.T6HED | HED_XTD6_DPS-T8 | T6HED | HED | XTD6 | XTD6 | DPS | T8 |  |  | 73 | Diff. Pump DN40 downstream x=-29mm;y=+4mm |  |  | 1.2361 | 0.004 | 876.5759 | 0 | 0.0026 | 0 | 1.2611 | 0.004 | 876.5759 | 0 | 0.0026 | 0 | -0.004 | 0.004 | 876.5776 | 0 | 0 | 0 | 2.5132 | 0.004 | 876.571 | 0 | 0.0052 | 0 | 49.7846 | 0.004 | 1276.845 | 0 | 0.042496 | 0 | 49.7846 | -2.9008 | 3271.3369 | 0.000365 | 0.042496 | 0 | 67.8055 | 0.114 | -61.4027 | 0 | 0.034052 | 0
DPS-C6.3272.T6HED | HED_XTD6_DPS-C6 | T6HED | HED | XTD6 | XTD6 | DPS | C6 |  |  | 73 | Diff. Pump DN40 downstream x=-29mm;y=+4mm |  |  | 1.238 | 0.004 | 877.2894 | 0 | 0.0026 | 0 | 1.263 | 0.004 | 877.2894 | 0 | 0.0026 | 0 | -0.004 | 0.004 | 877.291 | 0 | 0 | 0 | 2.5169 | 0.004 | 877.2844 | 0 | 0.0052 | 0 | 49.8149 | 0.004 | 1277.5578 | 0 | 0.042496 | 0 | 49.8149 | -2.9011 | 3272.0497 | 0.000365 | 0.042496 | 0 | 67.8298 | 0.114 | -60.6896 | 0 | 0.034052 | 0
PPU.3272.T6HED | HED_XTD6_PPU | T6HED | HED | XTD6 | XTD6 | PPU |  |  |  | 82 | pulse picker (DN40/DN40 bellows incl.) x=-29mm;y=+4mm |  |  | 1.239 | 0.004 | 877.6974 | 0 | 0.0026 | 0 | 1.264 | 0.004 | 877.6974 | 0 | 0.0026 | 0 | -0.004 | 0.004 | 877.699 | 0 | 0 | 0 | 2.519 | 0.004 | 877.6924 | 0 | 0.0052 | 0 | 49.8323 | 0.004 | 1277.9654 | 0 | 0.042496 | 0 | 49.8323 | -2.9012 | 3272.4573 | 0.000365 | 0.042496 | 0 | 67.8437 | 0.114 | -60.2819 | 0 | 0.034052 | 0
PIPE.3273.T6HED | HED_XTD6_PIPE | T6HED | HED | XTD6 | XTD6 | PIPE |  |  |  | 73 | beam pipe DN63 (DN40 flange) x=-29 y=+4mm (0,00526° NOT incl. In 3D!) |  |  | 1.2396 | 0.004 | 877.9074 | 0 | 0.0026 | 0 | 1.2646 | 0.004 | 877.9074 | 0 | 0.0026 | 0 | -0.004 | 0.004 | 877.909 | 0 | 0 | 0 | 2.5201 | 0.004 | 877.9024 | 0 | 0.0052 | 0 | 49.8412 | 0.004 | 1278.1752 | 0 | 0.042496 | 0 | 49.8412 | -2.9013 | 3272.6671 | 0.000365 | 0.042496 | 0 | 67.8508 | 0.114 | -60.072 | 0 | 0.034052 | 0
PIPE.3294.T6HED | HED_XTD6_PIPE | T6HED | HED | XTD6 | XTD6 | PIPE |  |  |  | 73 | beam pipe DN63 (DN40 flange) |  |  | 1.2962 | 0.004 | 899.6983 | 0 | 0.0026 | 0 | 1.3212 | 0.004 | 899.6983 | 0 | 0.0026 | 0 | -0.004 | 0.004 | 899.7 | 0 | 0 | 0 | 2.6334 | 0.004 | 899.6931 | 0 | 0.0052 | 0 | 50.7669 | 0.004 | 1299.9465 | 0 | 0.042496 | 0 | 50.7669 | -2.9092 | 3294.4385 | 0.000365 | 0.042496 | 0 | 68.5927 | 0.114 | -38.2936 | 0 | 0.034052 | 0
COLA.3295.T6HED | HED_XTD6_COLA | T6HED | HED | XTD6 | XTD6 | COLA |  |  |  | 73 | Collimator 30mm (DN40/DN40) x=-27mm; y=+4mm | 0.03 | 0.03 | 1.299 | 0.004 | 899.9983 | 0 | 0.0026 | 0 | 1.324 | 0.004 | 899.9983 | 0 | 0.0026 | 0 | -0.002 | 0.004 | 900 | 0 | 0 | 0 | 2.637 | 0.004 | 899.9931 | 0 | 0.0052 | 0 | 50.7817 | 0.004 | 1300.2462 | 0 | 0.042496 | 0 | 50.7817 | -2.9093 | 3294.7381 | 0.000365 | 0.042496 | 0 | 68.6049 | 0.114 | -37.9939 | 0 | 0.034052 | 0
PIPE.3295.T6HED | HED_XTD6_PIPE | T6HED | HED | XTD6 | XTD6 | PIPE |  |  |  | 73 | beam pipe DN63 (DN40 flange) x=-27mm (0,00298641°) |  |  | 1.2998 | 0.004 | 900.2983 | 0 | 0.0026 | 0 | 1.3248 | 0.004 | 900.2983 | 0 | 0.0026 | 0 | -0.002 | 0.004 | 900.3 | 0 | 0 | 0 | 2.6385 | 0.004 | 900.2931 | 0 | 0.0052 | 0 | 50.7944 | 0.004 | 1300.5459 | 0 | 0.042496 | 0 | 50.7944 | -2.9095 | 3295.0378 | 0.000365 | 0.042496 | 0 | 68.6151 | 0.114 | -37.694 | 0 | 0.034052 | 0
PIPE.3333.T6HED | HED_XTD6_PIPE | T6HED | HED | XTD6 | XTD6 | PIPE |  |  |  | 73 | beam pipe DN63 x=-25mm |  |  | 1.4015 | 0.004 | 938.6692 | 0 | 0.0026 | 0 | 1.4265 | 0.004 | 938.6692 | 0 | 0.0026 | 0 | 0 | 0.004 | 938.6711 | 0 | 0 | 0 | 2.8401 | 0.004 | 938.6637 | 0 | 0.0052 | 0 | 52.4265 | 0.004 | 1338.8823 | 0 | 0.042496 | 0 | 52.4265 | -2.9235 | 3333.3742 | 0.000365 | 0.042496 | 0 | 69.9235 | 0.114 | 0.65474 | 0 | 0.034052 | 0
IMGPI.3334.T6HED | HED_XTD6_IMGPI | T6HED | HED | XTD6 | XTD6 | IMGPI |  |  |  | 74 | Pop-in Monitor (type I) bellows DN63 incl. x=-25mm; y=+4mm |  |  | 1.4026 | 0.004 | 939.0792 | 0 | 0.0026 | 0 | 1.4276 | 0.004 | 939.0792 | 0 | 0.0026 | 0 | 0 | 0.004 | 939.0811 | 0 | 0 | 0 | 2.8422 | 0.004 | 939.0737 | 0 | 0.0052 | 0 | 52.4439 | 0.004 | 1339.2919 | 0 | 0.042496 | 0 | 52.4439 | -2.9236 | 3333.7838 | 0.000365 | 0.042496 | 0 | 69.9375 | 0.114 | 1.0645 | 0 | 0.034052 | 0
SHUT.3335.T6HED | HED_XTD6_SHUT | T6HED | HED | XTD6 | XTD6 | SHUT |  |  |  | 73 | Front end type I (2xDN40flange) x=-25mm; y=+4mm |  |  | 1.4055 | 0.004 | 940.2017 | 0 | 0.0026 | 0 | 1.4305 | 0.004 | 940.2017 | 0 | 0.0026 | 0 | 0 | 0.004 | 940.2036 | 0 | 0 | 0 | 2.848 | 0.004 | 940.1962 | 0 | 0.0052 | 0 | 52.4916 | 0.004 | 1340.4134 | 0 | 0.042496 | 0 | 52.4916 | -2.924 | 3334.9053 | 0.000365 | 0.042496 | 0 | 69.9757 | 0.114 | 2.1864 | 0 | 0.034052 | 0
PIPE.3336.T6HED | HED_XTD6_PIPE | T6HED | HED | XTD6 | XTD6 | PIPE |  |  |  | 73 | beam pipe DN40 |  |  | 1.4075 | 0 | 940.9442 | 0 | 0.0026 | 0 | 1.4325 | 0 | 940.9442 | 0 | 0.0026 | 0 | 0 | 0 | 940.9461 | 0 | 0 | 0 | 2.8519 | 0 | 940.9387 | 0 | 0.0052 | 0 | 52.5232 | 0 | 1341.1552 | 0 | 0.042496 | 0 | 52.5232 | -2.9283 | 3335.6471 | 0.000365 | 0.042496 | 0 | 70.0009 | 0.11 | 2.9284 | 0 | 0.034052 | 0
PIPE.3337.T6HED | HED_XTD6_PIPE | T6HED | HED | XTD6 | XTD6 | PIPE |  |  |  | 73 | beam pipe DN40 |  |  | 1.4121 | 0 | 942.7272 | 0 | 0.0026 | 0 | 1.4371 | 0 | 942.7272 | 0 | 0.0026 | 0 | 0 | 0 | 942.7291 | 0 | 0 | 0 | 2.8612 | 0 | 942.7216 | 0 | 0.0052 | 0 | 52.5989 | 0 | 1342.9366 | 0 | 0.042496 | 0 | 52.5989 | -2.9289 | 3337.4285 | 0.000365 | 0.042496 | 0 | 70.0616 | 0.11 | 4.7104 | 0 | 0.034052 | 0
PIPE.3338.MID | MID__PIPE | MID | MID | XHEXP1 |  | PIPE | [7 empty] | -0.025 | 0 | 943.1523 | 0 | 0 | 0 | 0 | 0 | 943.1523 | 0 | 0 | 0 | -1.4382 | 0 | 943.1505 | 0 | -0.0026 | 0 | 1.4252 | 0 | 943.1505 | 0 | 0.0026 | 0 | 51.1799 | 0 | 1343.4187 | 0 | 0.039896 | 0 | 51.1799 | -2.9291 | 3337.9106 | 0.000365 | 0.039896 | 0 | 68.6386 | 0.11 | 5.1805 | 0 | 0.031452 | 0
PIPE.3339.MID | MID__PIPE | MID | MID | XHEXP1 |  | PIPE | [7 empty] | -0.025 | 0 | 944.6753 | 0 | 0 | 0 | 0 | 0 | 944.6753 | 0 | 0 | 0 | -1.4422 | 0 | 944.6735 | 0 | -0.0026 | 0 | 1.4292 | 0 | 944.6735 | 0 | 0.0026 | 0 | 51.2407 | 0 | 1344.9405 | 0 | 0.039896 | 0 | 51.2407 | -2.9297 | 3339.4324 | 0.000365 | 0.039896 | 0 | 68.6865 | 0.11 | 6.7027 | 0 | 0.031452 | 0
PIPE.3338.HED | HED__PIPE | HED | HED | XHEXP1 |  | PIPE |  |  |  |  | 1.1 |  |  | 1.4134 | 0 | 943.2231 | 0 | 0.0026 | 0 | 1.4384 | 0 | 943.2231 | 0 | 0.0026 | 0 | 0 | 0 | 943.225 | 0 | 0 | 0 | 2.8638 | 0 | 943.2175 | 0 | 0.0052 | 0 | 52.62 | 0 | 1343.4321 | 0 | 0.042496 | 0 | 52.62 | -2.9291 | 3337.924 | 0.000365 | 0.042496 | 0 | 70.0785 | 0.11 | 5.206 | 0 | 0.034052 | 0
PIPE.3339.HED | HED__PIPE | HED | HED | XHEXP1 |  | PIPE |  |  |  |  | 1.2 |  |  | 1.4169 | 0 | 944.5731 | 0 | 0.0026 | 0 | 1.4419 | 0 | 944.5731 | 0 | 0.0026 | 0 | 0 | 0 | 944.575 | 0 | 0 | 0 | 2.8708 | 0 | 944.5675 | 0 | 0.0052 | 0 | 52.6773 | 0 | 1344.7809 | 0 | 0.042496 | 0 | 52.6773 | -2.9296 | 3339.2728 | 0.000365 | 0.042496 | 0 | 70.1245 | 0.11 | 6.5552 | 0 | 0.034052 | 0
PIPE-1.3340.HED | HED__PIPE-1 | HED | HED | XHEXP1 |  | PIPE | 1 |  |  |  | 1.3 |  |  | 1.4189 | 0 | 945.3381 | 0 | 0.0026 | 0 | 1.4439 | 0 | 945.3381 | 0 | 0.0026 | 0 | 0 | 0 | 945.34 | 0 | 0 | 0 | 2.8748 | 0 | 945.3325 | 0 | 0.0052 | 0 | 52.7098 | 0 | 1345.5452 | 0 | 0.042496 | 0 | 52.7098 | -2.9299 | 3340.0371 | 0.000365 | 0.042496 | 0 | 70.1505 | 0.11 | 7.3198 | 0 | 0.034052 | 0
PIPE-2.3340.HED | HED__PIPE-2 | HED | HED | XHEXP1 |  | PIPE | 2 |  |  |  | 1.4 |  |  | 1.4197 | 0 | 945.6481 | 0 | 0.0026 | 0 | 1.4447 | 0 | 945.6481 | 0 | 0.0026 | 0 | 0 | 0 | 945.65 | 0 | 0 | 0 | 2.8764 | 0 | 945.6425 | 0 | 0.0052 | 0 | 52.723 | 0 | 1345.8549 | 0 | 0.042496 | 0 | 52.723 | -2.93 | 3340.3468 | 0.000365 | 0.042496 | 0 | 70.1611 | 0.11 | 7.6296 | 0 | 0.034052 | 0
PIPE-1.3343.HED | HED__PIPE-1 | HED | HED | XHEXP1 |  | PIPE | 1 |  |  |  | 1.5 |  |  | 1.4267 | 0 | 948.3381 | 0 | 0.0026 | 0 | 1.4517 | 0 | 948.3381 | 0 | 0.0026 | 0 | 0 | 0 | 948.34 | 0 | 0 | 0 | 2.8904 | 0 | 948.3325 | 0 | 0.0052 | 0 | 52.8373 | 0 | 1348.5425 | 0 | 0.042496 | 0 | 52.8373 | -2.931 | 3343.0344 | 0.000365 | 0.042496 | 0 | 70.2527 | 0.11 | 10.318 | 0 | 0.034052 | 0
PIPE-2.3343.HED | HED__PIPE-2 | HED | HED | XHEXP1 |  | PIPE | 2 |  |  |  | 1.6 |  |  | 1.4275 | 0 | 948.6481 | 0 | 0.0026 | 0 | 1.4525 | 0 | 948.6481 | 0 | 0.0026 | 0 | 0 | 0 | 948.65 | 0 | 0 | 0 | 2.892 | 0 | 948.6425 | 0 | 0.0052 | 0 | 52.8505 | 0 | 1348.8522 | 0 | 0.042496 | 0 | 52.8505 | -2.9311 | 3343.3441 | 0.000365 | 0.042496 | 0 | 70.2632 | 0.11 | 10.6279 | 0 | 0.034052 | 0
PIPE-1.3347.HED | HED__PIPE-1 | HED | HED | XHEXP1 |  | PIPE | 1 |  |  |  | 1.7 |  |  | 1.4359 | 0 | 951.8831 | 0 | 0.0026 | 0 | 1.4609 | 0 | 951.8831 | 0 | 0.0026 | 0 | 0 | 0 | 951.885 | 0 | 0 | 0 | 2.9088 | 0 | 951.8774 | 0 | 0.0052 | 0 | 52.9879 | 0 | 1352.0843 | 0 | 0.042496 | 0 | 52.9879 | -2.9323 | 3346.5762 | 0.000365 | 0.042496 | 0 | 70.3734 | 0.11 | 13.861 | 0 | 0.034052 | 0
PIPE-2.3347.HED | HED__PIPE-2 | HED | HED | XHEXP1 |  | PIPE | 2 |  |  |  | 1.8 |  |  | 1.4371 | 0 | 952.3531 | 0 | 0.0026 | 0 | 1.4621 | 0 | 952.3531 | 0 | 0.0026 | 0 | 0 | 0 | 952.355 | 0 | 0 | 0 | 2.9112 | 0 | 952.3474 | 0 | 0.0052 | 0 | 53.0079 | 0 | 1352.5538 | 0 | 0.042496 | 0 | 53.0079 | -2.9324 | 3347.0457 | 0.000365 | 0.042496 | 0 | 70.3894 | 0.11 | 14.3307 | 0 | 0.034052 | 0
PIPE.3349.HED | HED__PIPE | HED | HED | XHEXP1 |  | PIPE |  |  |  |  | 1.9 |  |  | 1.4412 | 0 | 953.9381 | 0 | 0.0026 | 0 | 1.4662 | 0 | 953.9381 | 0 | 0.0026 | 0 | 0 | 0 | 953.94 | 0 | 0 | 0 | 2.9195 | 0 | 953.9324 | 0 | 0.0052 | 0 | 53.0752 | 0 | 1354.1374 | 0 | 0.042496 | 0 | 53.0752 | -2.933 | 3348.6293 | 0.000365 | 0.042496 | 0 | 70.4433 | 0.11 | 15.9148 | 0 | 0.034052 | 0
PIPE.3350.HED | HED__PIPE | HED | HED | XHEXP1 |  | PIPE |  |  |  |  | 1.1 |  |  | 1.4436 | 0 | 954.8271 | 0 | 0.0026 | 0 | 1.4686 | 0 | 954.8271 | 0 | 0.0026 | 0 | 0 | 0 | 954.829 | 0 | 0 | 0 | 2.9241 | 0 | 954.8214 | 0 | 0.0052 | 0 | 53.113 | 0 | 1355.0256 | 0 | 0.042496 | 0 | 53.113 | -2.9334 | 3349.5175 | 0.000365 | 0.042496 | 0 | 70.4736 | 0.11 | 16.8033 | 0 | 0.034052 | 0
PIPE.3351.HED | HED__PIPE | HED | HED | XHEXP1 |  | PIPE |  |  |  |  | 1.11 |  |  | 1.4463 | 0 | 955.8821 | 0 | 0.0026 | 0 | 1.4713 | 0 | 955.8821 | 0 | 0.0026 | 0 | 0 | 0 | 955.884 | 0 | 0 | 0 | 2.9296 | 0 | 955.8764 | 0 | 0.0052 | 0 | 53.1578 | 0 | 1356.0797 | 0 | 0.042496 | 0 | 53.1578 | -2.9337 | 3350.5716 | 0.000365 | 0.042496 | 0 | 70.5095 | 0.11 | 17.8577 | 0 | 0.034052 | 0
PIPE.3353.HED | HED__PIPE | HED | HED | XHEXP1 |  | PIPE |  |  |  |  | 1.12 |  |  | 1.4515 | 0 | 957.9001 | 0 | 0.0026 | 0 | 1.4765 | 0 | 957.9001 | 0 | 0.0026 | 0 | 0 | 0 | 957.902 | 0 | 0 | 0 | 2.9401 | 0 | 957.8943 | 0 | 0.0052 | 0 | 53.2435 | 0 | 1358.0958 | 0 | 0.042496 | 0 | 53.2435 | -2.9345 | 3352.5877 | 0.000365 | 0.042496 | 0 | 70.5782 | 0.11 | 19.8745 | 0 | 0.034052 | 0
PIPE.3356.HED | HED__PIPE | HED | HED | XHEXP1 |  | PIPE |  |  |  |  | 1.13 |  |  | 1.4604 | 0 | 961.3056 | 0 | 0.0026 | 0 | 1.4854 | 0 | 961.3056 | 0 | 0.0026 | 0 | 0 | 0 | 961.3075 | 0 | 0 | 0 | 2.9578 | 0 | 961.2998 | 0 | 0.0052 | 0 | 53.3882 | 0 | 1361.4983 | 0 | 0.042496 | 0 | 53.3882 | -2.9357 | 3355.9902 | 0.000365 | 0.042496 | 0 | 70.6942 | 0.11 | 23.278 | 0 | 0.034052 | 0
PLACEHOLDER-1.3345.NNN | NNN__PLACEHOLDER-1 | NNN | NNN | XHEXP1 |  | PLACEHOLDER | 1 | [6 empty] | -1.468 | 0 | 949.9981 | 0 | -0.0026 | 0 | -1.443 | 0 | 949.9981 | 0 | -0.0026 | 0 | -2.899 | 0 | 949.9925 | 0 | 1.0189 | 0 | 0 | 0 | 950 | 0 | 0 | 0 | 50.0111 | 0 | 1350.3166 | 0 | 0.037296 | 0 | 50.0111 | -2.9316 | 3344.8085 | 0.000365 | 0.037296 | 0 | 67.4116 | 0.11 | 12.0683 | 0 | 0.028852 | 0
PLACEHOLDER-2.3346.NNN | NNN__PLACEHOLDER-2 | NNN | NNN | XHEXP1 |  | PLACEHOLDER | 2 | [6 empty] | -1.4706 | 0 | 950.9981 | 0 | -0.0026 | 0 | -1.4456 | 0 | 950.9981 | 0 | -0.0026 | 0 | -2.9042 | 0 | 950.9925 | 0 | 1.0189 | 0 | 0 | 0 | 951 | 0 | 0 | 0 | 50.0484 | 0 | 1351.3159 | 0 | 0.037296 | 0 | 50.0484 | -2.932 | 3345.8078 | 0.000365 | 0.037296 | 0 | 67.4405 | 0.11 | 13.0678 | 0 | 0.028852 | 0
PLACEHOLDER-3.3347.NNN | NNN__PLACEHOLDER-3 | NNN | NNN | XHEXP1 |  | PLACEHOLDER | 3 | [6 empty] | -1.4732 | 0 | 951.9981 | 0 | -0.0026 | 0 | -1.4482 | 0 | 951.9981 | 0 | -0.0026 | 0 | -2.9094 | 0 | 951.9925 | 0 | 1.019 | 0 | 0 | 0 | 952 | 0 | 0 | 0 | 50.0857 | 0 | 1352.3152 | 0 | 0.037296 | 0 | 50.0857 | -2.9324 | 3346.8071 | 0.000365 | 0.037296 | 0 | 67.4693 | 0.11 | 14.0674 | 0 | 0.028852 | 0
PLACEHOLDER-4.3348.NNN | NNN__PLACEHOLDER-4 | NNN | NNN | XHEXP1 |  | PLACEHOLDER | 4 | [6 empty] | -1.4758 | 0 | 952.9981 | 0 | -0.0026 | 0 | -1.4508 | 0 | 952.9981 | 0 | -0.0026 | 0 | -2.9146 | 0 | 952.9924 | 0 | 1.019 | 0 | 0 | 0 | 953 | 0 | 0 | 0 | 50.123 | 0 | 1353.3145 | 0 | 0.037296 | 0 | 50.123 | -2.9327 | 3347.8064 | 0.000365 | 0.037296 | 0 | 67.4982 | 0.11 | 15.067 | 0 | 0.028852 | 0
PLACEHOLDER-5.3349.NNN | NNN__PLACEHOLDER-5 | NNN | NNN | XHEXP1 |  | PLACEHOLDER | 5 | [6 empty] | -1.4784 | 0 | 953.9981 | 0 | -0.0026 | 0 | -1.4534 | 0 | 953.9981 | 0 | -0.0026 | 0 | -2.9198 | 0 | 953.9924 | 0 | 1.019 | 0 | 0 | 0 | 954 | 0 | 0 | 0 | 50.1603 | 0 | 1354.3138 | 0 | 0.037296 | 0 | 50.1603 | -2.9331 | 3348.8057 | 0.000365 | 0.037296 | 0 | 67.527 | 0.11 | 16.0666 | 0 | 0.028852 | 0

## T10-SASE3
Name (Survey) | Name (Karabo) | Section | Scope | Building | Component Group | Component | Suffix | Component (long) | Component Group (long) | Work package | Comment | XAPER | YAPER | SASE3_BT_X | SASE3_BT_Y | SASE3_BT_Z | SASE3_BT_THETA | SASE3_BT_PHI | SASE3_BT_CHI | SQS_X | SQS_Y | SQS_Z | SQS_THETA | SQS_Z_PHI | SQS_Z_CHI | SQS2_X | SQS2_Y | SQS2_Z | SQS2_THETA | SQS2_PHI | SQS2_CHI | SCS_X | SCS_Y | SCS_Z | SCS_THETA | SCS_PHI | SCS_CHI | PD_X | PD_Y | PD_Z | PD_THETA | PD_PHI | PD_CHI | LA_X | LA_Y | LA_Z | LA_THETA | LA_PHI | LA_CHI | XHEXP1_X | XHEXP1_Y | XHEXP1_Z | XHEXP1_THETA | XHEXP1_PHI | XHEXP1_CHI
Orange color: To be clarified | [10 empty] | (Nicoles list) | [m] | [m] | [m] | [m] | [m] | [rad] | [rad] | [rad] | [m] | [m] | [m] | [rad] | [rad] | [rad] | [m] | [m] | [m] | [rad] | [rad] | [rad] | [m] | [m] | [m] | [rad] | [rad] | [rad] | [m] | [m] | [m] | [rad] | [rad] | [rad] | [m] | [m] | [m] | [rad] | [rad] | [rad] | [m] | [m] | [m] | [m] | [m] | [m]
FILT.3098.T10 | SA3_XTD10_FILT | T10 | SA3 | XTD10 | XTD10 | FILT |  | Filter chamber |  | 74 | K-Monochromator system (DN100/DN40) |  |  | 0 | 0 | 178.2118 | 0 | 0 | 0 | -0.035 | 0 | 178.2118 | 0 | 0 | 0 | 2.958 | 0 | 178.2381 | 0 | -0.018 | 0 | -2.929 | 0 | 178.2385 | 0 | 0.018 | 0 | -11.5744 | 0 | 1103.0629 | 0 | -0.023008 | 0 | -11.5744 | -2.8414 | 3097.5548 | 0.000365 | -0.023008 | 0 | 7.916 | 0.11 | -235.6967 | 0 | -0.031452 | 0
PIPE.3100.T10 | SA3_XTD10_PIPE | T10 | SA3 | XSDU2 | XTD10 | PIPE |  | Beam pipe holder 1.1 |  | 73 |  |  |  | 0 | 0 | 180.667 | 0 | 0 | 0 | -0.035 | 0 | 180.667 | 0 | 0 | 0 | 2.9138 | 0 | 180.6929 | 0 | -0.018 | 0 | -2.8848 | 0 | 180.6933 | 0 | 0.018 | 0 | -11.6309 | 0 | 1105.5174 | 0 | -0.023008 | 0 | -11.6309 | -2.8422 | 3100.0093 | 0.000365 | -0.023008 | 0 | 7.8388 | 0.11 | -233.2427 | 0 | -0.031452 | 0
PIPE.3101.T10 | SA3_XTD10_PIPE | T10 | SA3 | XSDU2 | XTD10 | PIPE |  | Beam pipe holder 1.2 |  | 73 |  |  |  | 0 | 0 | 181.5863 | 0 | 0 | 0 | -0.035 | 0 | 181.5863 | 0 | 0 | 0 | 2.8973 | 0 | 181.612 | 0 | -0.018 | 0 | -2.8683 | 0 | 181.6124 | 0 | 0.018 | 0 | -11.6521 | 0 | 1106.4364 | 0 | -0.023008 | 0 | -11.6521 | -2.8426 | 3100.9284 | 0.000365 | -0.023008 | 0 | 7.8099 | 0.11 | -232.3239 | 0 | -0.031452 | 0
PIPE.3103.T10 | SA3_XTD10_PIPE | T10 | SA3 | XSDU2 | XTD10 | PIPE |  | Beam pipe holder 1.3 |  | 73 |  |  |  | 0 | 0 | 183.6135 | 0 | 0 | 0 | -0.035 | 0 | 183.6135 | 0 | 0 | 0 | 2.8608 | 0 | 183.6389 | 0 | -0.018 | 0 | -2.8318 | 0 | 183.6393 | 0 | 0.018 | 0 | -11.6987 | 0 | 1108.4631 | 0 | -0.023008 | 0 | -11.6987 | -2.8433 | 3102.9551 | 0.000365 | -0.023008 | 0 | 7.7462 | 0.11 | -230.2977 | 0 | -0.031452 | 0
PIPE.3104.T10 | SA3_XTD10_PIPE | T10 | SA3 | XSDU2 | XTD10 | PIPE |  | Beam pipe holder 1.4 |  | 73 |  |  |  | 0 | 0 | 184.3135 | 0 | 0 | 0 | -0.035 | 0 | 184.3135 | 0 | 0 | 0 | 2.8482 | 0 | 184.3388 | 0 | -0.018 | 0 | -2.8192 | 0 | 184.3392 | 0 | 0.018 | 0 | -11.7148 | 0 | 1109.1629 | 0 | -0.023008 | 0 | -11.7148 | -2.8436 | 3103.6549 | 0.000365 | -0.023008 | 0 | 7.7242 | 0.11 | -229.598 | 0 | -0.031452 | 0
PIPE.3106.T10 | SA3_XTD10_PIPE | T10 | SA3 | XSDU2 | XTD10 | PIPE |  | Beam pipe holder 1.5 |  | 73 |  |  |  | 0 | 0 | 186.7325 | 0 | 0 | 0 | -0.035 | 0 | 186.7325 | 0 | 0 | 0 | 2.8047 | 0 | 186.7574 | 0 | -0.018 | 0 | -2.7757 | 0 | 186.7578 | 0 | 0.018 | 0 | -11.7705 | 0 | 1111.5813 | 0 | -0.023008 | 0 | -11.7705 | -2.8445 | 3106.0732 | 0.000365 | -0.023008 | 0 | 7.6481 | 0.11 | -227.1802 | 0 | -0.031452 | 0
PIPE.3107.T10 | SA3_XTD10_PIPE | T10 | SA3 | XSDU2 | XTD10 | PIPE |  | Beam pipe holder 1.6 |  | 73 |  |  |  | 0 | 0 | 187.5865 | 0 | 0 | 0 | -0.035 | 0 | 187.5865 | 0 | 0 | 0 | 2.7893 | 0 | 187.6113 | 0 | -0.018 | 0 | -2.7603 | 0 | 187.6117 | 0 | 0.018 | 0 | -11.7901 | 0 | 1112.4351 | 0 | -0.023008 | 0 | -11.7901 | -2.8448 | 3106.927 | 0.000365 | -0.023008 | 0 | 7.6212 | 0.11 | -226.3266 | 0 | -0.031452 | 0
PIPE.3109.T10 | SA3_XTD10_PIPE | T10 | SA3 | XSDU2 | XTD10 | PIPE |  | Beam pipe holder 1.7 |  | 73 |  |  |  | 0 | 0 | 190.0565 | 0 | 0 | 0 | -0.035 | 0 | 190.0565 | 0 | 0 | 0 | 2.7448 | 0 | 190.0809 | 0 | -0.018 | 0 | -2.7158 | 0 | 190.0813 | 0 | 0.018 | 0 | -11.8469 | 0 | 1114.9044 | 0 | -0.023008 | 0 | -11.8469 | -2.8457 | 3109.3963 | 0.000365 | -0.023008 | 0 | 7.5436 | 0.11 | -223.8579 | 0 | -0.031452 | 0
PIPE.3110.T10 | SA3_XTD10_PIPE | T10 | SA3 | XSDU2 | XTD10 | PIPE |  | Beam pipe holder 1.8 |  | 73 |  |  |  | 0 | 0 | 191.1065 | 0 | 0 | 0 | -0.035 | 0 | 191.1065 | 0 | 0 | 0 | 2.7259 | 0 | 191.1307 | 0 | -0.018 | 0 | -2.6969 | 0 | 191.1311 | 0 | 0.018 | 0 | -11.8711 | 0 | 1115.9541 | 0 | -0.023008 | 0 | -11.8711 | -2.8461 | 3110.4461 | 0.000365 | -0.023008 | 0 | 7.5106 | 0.11 | -222.8084 | 0 | -0.031452 | 0
PIPE.3113.T10 | SA3_XTD10_PIPE | T10 | SA3 | XSDU10 | XTD10 | PIPE |  | Beam pipe holder 1.9 |  | 73 |  |  |  | 0 | 0 | 193.793 | 0 | 0 | 0 | -0.035 | 0 | 193.793 | 0 | 0 | 0 | 2.6776 | 0 | 193.8168 | 0 | -0.018 | 0 | -2.6486 | 0 | 193.8172 | 0 | 0.018 | 0 | -11.9329 | 0 | 1118.6399 | 0 | -0.023008 | 0 | -11.9329 | -2.847 | 3113.1319 | 0.000365 | -0.023008 | 0 | 7.4261 | 0.11 | -220.1232 | 0 | -0.031452 | 0
PSLIT-1.3114.T10 | SA3_XTD10_PSLIT-1 | T10 | SA3 | XTD10 | XTD10 | PSLIT | 1 | SRA |  | 73 |  |  |  | 0 | 0 | 194.803 | 0 | 0 | 0 | -0.035 | 0 | 194.803 | 0 | 0 | 0 | 2.6594 | 0 | 194.8266 | 0 | -0.018 | 0 | -2.6304 | 0 | 194.827 | 0 | 0.018 | 0 | -11.9561 | 0 | 1119.6497 | 0 | -0.023008 | 0 | -11.9561 | -2.8474 | 3114.1416 | 0.000365 | -0.023008 | 0 | 7.3943 | 0.11 | -219.1137 | 0 | -0.031452 | 0
PSLIT-2.3115.T10 | SA3_XTD10_PSLIT-2 | T10 | SA3 | XTD10 | XTD10 | PSLIT | 2 | SRA |  | 73 |  |  |  | 0 | 0 | 195.903 | 0 | 0 | 0 | -0.035 | 0 | 195.903 | 0 | 0 | 0 | 2.6396 | 0 | 195.9264 | 0 | -0.018 | 0 | -2.6106 | 0 | 195.9268 | 0 | 0.018 | 0 | -11.9814 | 0 | 1120.7494 | 0 | -0.023008 | 0 | -11.9814 | -2.8478 | 3115.2413 | 0.000365 | -0.023008 | 0 | 7.3597 | 0.11 | -218.0143 | 0 | -0.031452 | 0
KMON.3116.T10 | SA3_XTD10_KMON | T10 | SA3 | XTD10 | XTD10 | KMON |  | K-Monochromator |  | 74 | K-Monochromator system (DN100/DN40) |  |  | 0 | 0 | 197.056 | 0 | 0 | 0 | -0.035 | 0 | 197.056 | 0 | 0 | 0 | 2.6189 | 0 | 197.0793 | 0 | -0.018 | 0 | -2.5898 | 0 | 197.0796 | 0 | 0.018 | 0 | -12.008 | 0 | 1121.9021 | 0 | -0.023008 | 0 | -12.008 | -2.8482 | 3116.394 | 0.000365 | -0.023008 | 0 | 7.3235 | 0.11 | -216.8618 | 0 | -0.031452 | 0
IMGSR.3118.T10 | SA3_XTD10_IMGSR | T10 | SA3 | XTD10 | XTD10 | IMGSR |  | SR-Imager |  | 74 | K-Monochromator system (DN100/DN40) |  |  | 0 | 0 | 198.3411 | 0 | 0 | 0 | -0.035 | 0 | 198.3411 | 0 | 0 | 0 | 2.5957 | 0 | 198.3641 | 0 | -0.018 | 0 | -2.5667 | 0 | 198.3645 | 0 | 0.018 | 0 | -12.0375 | 0 | 1123.1868 | 0 | -0.023008 | 0 | -12.0375 | -2.8487 | 3117.6788 | 0.000365 | -0.023008 | 0 | 7.2831 | 0.11 | -215.5774 | 0 | -0.031452 | 0
COLB-1.3119.T10 | SA3_XTD10_COLB-1 | T10 | SA3 | XTD10 | XTD10 | COLB | 1 | Collimator 15mm (DN40/DN40) |  | 73 | Collimator 15mm (DN40/DN40) | 0.015 | 0.015 | 0 | 0 | 199.183 | 0 | 0 | 0 | -0.035 | 0 | 199.183 | 0 | 0 | 0 | 2.5806 | 0 | 199.2059 | 0 | -0.018 | 0 | -2.5516 | 0 | 199.2063 | 0 | 0.018 | 0 | -12.0569 | 0 | 1124.0285 | 0 | -0.023008 | 0 | -12.0569 | -2.849 | 3118.5204 | 0.000365 | -0.023008 | 0 | 7.2566 | 0.11 | -214.7359 | 0 | -0.031452 | 0
PIPE.3119.T10 | SA3_XTD10_PIPE | T10 | SA3 | XSDU2 | XTD10 | PIPE |  | Beam pipe holder 1.1 |  | 73 | SRA (DN100/DN100) |  |  | 0 | 0 | 200.033 | 0 | 0 | 0 | -0.035 | 0 | 200.033 | 0 | 0 | 0 | 2.5653 | 0 | 200.0558 | 0 | -0.018 | 0 | -2.5363 | 0 | 200.0561 | 0 | 0.018 | 0 | -12.0765 | 0 | 1124.8783 | 0 | -0.023008 | 0 | -12.0765 | -2.8493 | 3119.3702 | 0.000365 | -0.023008 | 0 | 7.2298 | 0.11 | -213.8863 | 0 | -0.031452 | 0
PIPE.3122.T10 | SA3_XTD10_PIPE | T10 | SA3 | XSDU2 | XTD10 | PIPE |  | Beam pipe holder 1.2 |  | 73 | SRA (DN100/DN100) |  |  | 0 | 0 | 202.998 | 0 | 0 | 0 | -0.035 | 0 | 202.998 | 0 | 0 | 0 | 2.5119 | 0 | 203.0203 | 0 | -0.018 | 0 | -2.4829 | 0 | 203.0207 | 0 | 0.018 | 0 | -12.1447 | 0 | 1127.8425 | 0 | -0.023008 | 0 | -12.1447 | -2.8504 | 3122.3344 | 0.000365 | -0.023008 | 0 | 7.1366 | 0.11 | -210.9228 | 0 | -0.031452 | 0
DPS-C1.3123.T10 | SA3_XTD10_DPS-C1 | T10 | SA3 | XTD10 | XTD10 | DPS | C1 | Diff. Pump DN40 upstream |  | 73 | Diff. Pump DN40 upstream |  |  | 0 | 0 | 203.681 | 0 | 0 | 0 | -0.035 | 0 | 203.681 | 0 | 0 | 0 | 2.4996 | 0 | 203.7032 | 0 | -0.018 | 0 | -2.4706 | 0 | 203.7036 | 0 | 0.018 | 0 | -12.1604 | 0 | 1128.5253 | 0 | -0.023008 | 0 | -12.1604 | -2.8507 | 3123.0172 | 0.000365 | -0.023008 | 0 | 7.1151 | 0.11 | -210.2401 | 0 | -0.031452 | 0
DPS-T1.3124.T10 | SA3_XTD10_DPS-T1 | T10 | SA3 | XTD10 | XTD10 | DPS | T1 | Diff. Pump DN40 upstream |  | 73 | Diff. Pump DN40 upstream |  |  | 0 | 0 | 204.3944 | 0 | 0 | 0 | -0.035 | 0 | 204.3944 | 0 | 0 | 0 | 2.4868 | 0 | 204.4165 | 0 | -0.018 | 0 | -2.4578 | 0 | 204.4169 | 0 | 0.018 | 0 | -12.1768 | 0 | 1129.2386 | 0 | -0.023008 | 0 | -12.1768 | -2.8509 | 3123.7305 | 0.000365 | -0.023008 | 0 | 7.0927 | 0.11 | -209.527 | 0 | -0.031452 | 0
DPS-C2.3125.T10 | SA3_XTD10_DPS-C2 | T10 | SA3 | XTD10 | XTD10 | DPS | C2 | Diff. Pump DN40 upstream |  | 73 | Diff. Pump DN40 upstream |  |  | 0 | 0 | 205.303 | 0 | 0 | 0 | -0.035 | 0 | 205.303 | 0 | 0 | 0 | 2.4704 | 0 | 205.3249 | 0 | -0.018 | 0 | -2.4414 | 0 | 205.3253 | 0 | 0.018 | 0 | -12.1977 | 0 | 1130.1469 | 0 | -0.023008 | 0 | -12.1977 | -2.8512 | 3124.6388 | 0.000365 | -0.023008 | 0 | 7.0641 | 0.11 | -208.6189 | 0 | -0.031452 | 0
DPS-T2.3125.T10 | SA3_XTD10_DPS-T2 | T10 | SA3 | XTD10 | XTD10 | DPS | T2 | Diff. Pump DN40 upstream |  | 73 | Diff. Pump DN40 upstream |  |  | 0 | 0 | 206.1079 | 0 | 0 | 0 | -0.035 | 0 | 206.1079 | 0 | 0 | 0 | 2.4559 | 0 | 206.1297 | 0 | -0.018 | 0 | -2.4269 | 0 | 206.1301 | 0 | 0.018 | 0 | -12.2162 | 0 | 1130.9516 | 0 | -0.023008 | 0 | -12.2162 | -2.8515 | 3125.4436 | 0.000365 | -0.023008 | 0 | 7.0388 | 0.11 | -207.8143 | 0 | -0.031452 | 0
DPS-C3.3126.T10 | SA3_XTD10_DPS-C3 | T10 | SA3 | XTD10 | XTD10 | DPS | C3 | Diff. Pump DN40 upstream |  | 73 | Diff. Pump DN40 upstream |  |  | 0 | 0 | 206.912 | 0 | 0 | 0 | -0.035 | 0 | 206.912 | 0 | 0 | 0 | 2.4415 | 0 | 206.9337 | 0 | -0.018 | 0 | -2.4124 | 0 | 206.934 | 0 | 0.018 | 0 | -12.2347 | 0 | 1131.7555 | 0 | -0.023008 | 0 | -12.2347 | -2.8518 | 3126.2474 | 0.000365 | -0.023008 | 0 | 7.0135 | 0.11 | -207.0107 | 0 | -0.031452 | 0
DPS-T3.3127.T10 | SA3_XTD10_DPS-T3 | T10 | SA3 | XTD10 | XTD10 | DPS | T3 | Diff. Pump DN40 upstream |  | 73 | Diff. Pump DN40 upstream |  |  | 0 | 0 | 207.8765 | 0 | 0 | 0 | -0.035 | 0 | 207.8765 | 0 | 0 | 0 | 2.4241 | 0 | 207.8981 | 0 | -0.018 | 0 | -2.3951 | 0 | 207.8984 | 0 | 0.018 | 0 | -12.2569 | 0 | 1132.7198 | 0 | -0.023008 | 0 | -12.2569 | -2.8522 | 3127.2117 | 0.000365 | -0.023008 | 0 | 6.9832 | 0.11 | -206.0466 | 0 | -0.031452 | 0
DPS-T4.3128.T10 | SA3_XTD10_DPS-T4 | T10 | SA3 | XTD10 | XTD10 | DPS | T4 | Diff. Pump DN40 upstream |  | 73 | Diff. Pump DN40 upstream |  |  | 0 | 0 | 208.9825 | 0 | 0 | 0 | -0.035 | 0 | 208.9825 | 0 | 0 | 0 | 2.4042 | 0 | 209.0039 | 0 | -0.018 | 0 | -2.3752 | 0 | 209.0042 | 0 | 0.018 | 0 | -12.2823 | 0 | 1133.8255 | 0 | -0.023008 | 0 | -12.2823 | -2.8526 | 3128.3174 | 0.000365 | -0.023008 | 0 | 6.9484 | 0.11 | -204.9412 | 0 | -0.031452 | 0
XGM.3130.T10 | SA3_XTD10_XGM | T10 | SA3 | XTD10 | XTD10 | XGM |  | XGM (bellows DN40 incl.) |  | 74 | XGM (bellows DN40 incl.) |  |  | 0 | 0 | 210.794 | 0 | 0 | 0 | -0.035 | 0 | 210.794 | 0 | 0 | 0 | 2.3716 | 0 | 210.815 | 0 | -0.018 | 0 | -2.3426 | 0 | 210.8154 | 0 | 0.018 | 0 | -12.324 | 0 | 1135.6364 | 0 | -0.023008 | 0 | -12.324 | -2.8532 | 3130.1284 | 0.000365 | -0.023008 | 0 | 6.8914 | 0.11 | -203.1306 | 0 | -0.031452 | 0
PIPE.3132.T10 | SA3_XTD10_PIPE | T10 | SA3 | XSDU2 | XTD10 | PIPE |  | Beam pipe holder 1.1 |  | 73 | SRA (DN100/DN100) |  |  | 0 | 0 | 212.355 | 0 | 0 | 0 | -0.035 | 0 | 212.355 | 0 | 0 | 0 | 2.3435 | 0 | 212.3758 | 0 | -0.018 | 0 | -2.3145 | 0 | 212.3761 | 0 | 0.018 | 0 | -12.3599 | 0 | 1137.197 | 0 | -0.023008 | 0 | -12.3599 | -2.8538 | 3131.6889 | 0.000365 | -0.023008 | 0 | 6.8424 | 0.11 | -201.5704 | 0 | -0.031452 | 0
PIPE.3135.T10 | SA3_XTD10_PIPE | T10 | SA3 | XSDU2 | XTD10 | PIPE |  | Beam pipe holder 1.2 |  | 73 | SRA (DN100/DN100) |  |  | 0 | 0 | 215.855 | 0 | 0 | 0 | -0.035 | 0 | 215.855 | 0 | 0 | 0 | 2.2805 | 0 | 215.8752 | 0 | -0.018 | 0 | -2.2515 | 0 | 215.8756 | 0 | 0.018 | 0 | -12.4405 | 0 | 1140.6961 | 0 | -0.023008 | 0 | -12.4405 | -2.8551 | 3135.188 | 0.000365 | -0.023008 | 0 | 6.7323 | 0.11 | -198.0721 | 0 | -0.031452 | 0
DPS.3138.T10 | SA3_XTD10_DPS | T10 | SA3 | XTD10 | XTD10 | DPS |  | Diff pump WP74 (bellow DN40 upstream) |  | 74 | Diff pump WP74 (bellow DN40 upstream) |  |  | 0 | 0 | 219.105 | 0 | 0 | 0 | -0.035 | 0 | 219.105 | 0 | 0 | 0 | 2.222 | 0 | 219.1247 | 0 | -0.018 | 0 | -2.193 | 0 | 219.1251 | 0 | 0.018 | 0 | -12.5152 | 0 | 1143.9452 | 0 | -0.023008 | 0 | -12.5152 | -2.8563 | 3138.4372 | 0.000365 | -0.023008 | 0 | 6.6301 | 0.11 | -194.8237 | 0 | -0.031452 | 0
PES.3142.T10 | SA3_XTD10_PES | T10 | SA3 | XTD10 | XTD10 | PES |  | PES (bellows DN40 incl.) |  | 74 | PES (bellows DN40 incl.) |  |  | 0 | 0 | 222.905 | 0 | 0 | 0 | -0.035 | 0 | 222.905 | 0 | 0 | 0 | 2.1536 | 0 | 222.9241 | 0 | -0.018 | 0 | -2.1246 | 0 | 222.9244 | 0 | 0.018 | 0 | -12.6026 | 0 | 1147.7442 | 0 | -0.023008 | 0 | -12.6026 | -2.8577 | 3142.2362 | 0.000365 | -0.023008 | 0 | 6.5106 | 0.11 | -191.0256 | 0 | -0.031452 | 0
DPS-T5.3144.T10 | SA3_XTD10_DPS-T5 | T10 | SA3 | XTD10 | XTD10 | DPS | T5 | Diff. Pump DN40 downstream |  | 73 | Diff. Pump DN40 downstream |  |  | 0 | 0 | 224.2554 | 0 | 0 | 0 | -0.035 | 0 | 224.2554 | 0 | 0 | 0 | 2.1293 | 0 | 224.2743 | 0 | -0.018 | 0 | -2.1003 | 0 | 224.2747 | 0 | 0.018 | 0 | -12.6337 | 0 | 1149.0943 | 0 | -0.023008 | 0 | -12.6337 | -2.8582 | 3143.5862 | 0.000365 | -0.023008 | 0 | 6.4681 | 0.11 | -189.6758 | 0 | -0.031452 | 0
DPS-T6.3145.T10 | SA3_XTD10_DPS-T6 | T10 | SA3 | XTD10 | XTD10 | DPS | T6 | Diff. Pump DN40 downstream |  | 73 | Diff. Pump DN40 downstream |  |  | 0 | 0 | 225.304 | 0 | 0 | 0 | -0.035 | 0 | 225.304 | 0 | 0 | 0 | 2.1104 | 0 | 225.3226 | 0 | -0.018 | 0 | -2.0814 | 0 | 225.323 | 0 | 0.018 | 0 | -12.6578 | 0 | 1150.1426 | 0 | -0.023008 | 0 | -12.6578 | -2.8585 | 3144.6345 | 0.000365 | -0.023008 | 0 | 6.4352 | 0.11 | -188.6278 | 0 | -0.031452 | 0
DPS-C4.3146.T10 | SA3_XTD10_DPS-C4 | T10 | SA3 | XTD10 | XTD10 | DPS | C4 | Diff. Pump DN40 downstream |  | 73 | Diff. Pump DN40 downstream |  |  | 0 | 0 | 226.276 | 0 | 0 | 0 | -0.035 | 0 | 226.276 | 0 | 0 | 0 | 2.0929 | 0 | 226.2945 | 0 | -0.018 | 0 | -2.0639 | 0 | 226.2949 | 0 | 0.018 | 0 | -12.6802 | 0 | 1151.1143 | 0 | -0.023008 | 0 | -12.6802 | -2.8589 | 3145.6063 | 0.000365 | -0.023008 | 0 | 6.4046 | 0.11 | -187.6563 | 0 | -0.031452 | 0
DPS-T7.3146.T10 | SA3_XTD10_DPS-T7 | T10 | SA3 | XTD10 | XTD10 | DPS | T7 | Diff. Pump DN40 downstream |  | 73 | Diff. Pump DN40 downstream |  |  | 0 | 0 | 227.0809 | 0 | 0 | 0 | -0.035 | 0 | 227.0809 | 0 | 0 | 0 | 2.0784 | 0 | 227.0993 | 0 | -0.018 | 0 | -2.0494 | 0 | 227.0997 | 0 | 0.018 | 0 | -12.6987 | 0 | 1151.9191 | 0 | -0.023008 | 0 | -12.6987 | -2.8592 | 3146.411 | 0.000365 | -0.023008 | 0 | 6.3793 | 0.11 | -186.8517 | 0 | -0.031452 | 0
DPS-C5.3147.T10 | SA3_XTD10_DPS-C5 | T10 | SA3 | XTD10 | XTD10 | DPS | C5 | Diff. Pump DN40 downstream |  | 73 | Diff. Pump DN40 downstream |  |  | 0 | 0 | 227.885 | 0 | 0 | 0 | -0.035 | 0 | 227.885 | 0 | 0 | 0 | 2.064 | 0 | 227.9033 | 0 | -0.018 | 0 | -2.035 | 0 | 227.9036 | 0 | 0.018 | 0 | -12.7172 | 0 | 1152.7229 | 0 | -0.023008 | 0 | -12.7172 | -2.8595 | 3147.2148 | 0.000365 | -0.023008 | 0 | 6.354 | 0.11 | -186.0481 | 0 | -0.031452 | 0
DPS-T8.3148.T10 | SA3_XTD10_DPS-T8 | T10 | SA3 | XTD10 | XTD10 | DPS | T8 | Diff. Pump DN40 downstream |  | 73 | Diff. Pump DN40 downstream |  |  | 0 | 0 | 228.7935 | 0 | 0 | 0 | -0.035 | 0 | 228.7935 | 0 | 0 | 0 | 2.0476 | 0 | 228.8117 | 0 | -0.018 | 0 | -2.0186 | 0 | 228.812 | 0 | 0.018 | 0 | -12.7381 | 0 | 1153.6312 | 0 | -0.023008 | 0 | -12.7381 | -2.8598 | 3148.1231 | 0.000365 | -0.023008 | 0 | 6.3254 | 0.11 | -185.14 | 0 | -0.031452 | 0
DPS-C6.3149.T10 | SA3_XTD10_DPS-C6 | T10 | SA3 | XTD10 | XTD10 | DPS | C6 | Diff. Pump DN40 downstream |  | 73 | Diff. Pump DN40 downstream (GV incl.) |  |  | 0 | 0 | 229.507 | 0 | 0 | 0 | -0.035 | 0 | 229.507 | 0 | 0 | 0 | 2.0348 | 0 | 229.525 | 0 | -0.018 | 0 | -2.0058 | 0 | 229.5254 | 0 | 0.018 | 0 | -12.7545 | 0 | 1154.3445 | 0 | -0.023008 | 0 | -12.7545 | -2.8601 | 3148.8364 | 0.000365 | -0.023008 | 0 | 6.303 | 0.11 | -184.4269 | 0 | -0.031452 | 0
GATT-IP1.3150.T10 | SA3_XTD10_GATT-IP1 | T10 | SA3 | XTD10 | XTD10 | GATT | IP1 | Gas attenuator Upstream Ion Pump |  | 73 | Gas attenuator DN63 start (length without reducers) |  |  | 0 | 0 | 230.475 | 0 | 0 | 0 | -0.035 | 0 | 230.475 | 0 | 0 | 0 | 2.0173 | 0 | 230.4928 | 0 | -0.018 | 0 | -1.9883 | 0 | 230.4932 | 0 | 0.018 | 0 | -12.7768 | 0 | 1155.3122 | 0 | -0.023008 | 0 | -12.7768 | -2.8604 | 3149.8041 | 0.000365 | -0.023008 | 0 | 6.2725 | 0.11 | -183.4593 | 0 | -0.031452 | 0
GATT-TMP1.3157.T10 | SA3_XTD10_GATT-TMP1 | T10 | SA3 | XTD10 | XTD10 | GATT | TMP1 | Gas attenuator Upstream TMP Girder |  | 73 | Gas attenuator DN63 start (length without reducers) |  |  | 0 | 0 | 238.1615 | 0 | 0 | 0 | -0.035 | 0 | 238.1615 | 0 | 0 | 0 | 1.879 | 0 | 238.1781 | 0 | -0.018 | 0 | -1.85 | 0 | 238.1785 | 0 | 0.018 | 0 | -12.9536 | 0 | 1162.9967 | 0 | -0.023008 | 0 | -12.9536 | -2.8632 | 3157.4886 | 0.000365 | -0.023008 | 0 | 6.0308 | 0.11 | -175.7767 | 0 | -0.031452 | 0
GATT-VA1.3160.T10 | SA3_XTD10_GATT-VA1 | T10 | SA3 | XTD10 | XTD10 | GATT | VA1 | Gas attenuator Upstream Variable Aperture Girder |  | 73 | Gas attenuator DN63 start (length without reducers) |  |  | 0 | 0 | 240.482 | 0 | 0 | 0 | -0.035 | 0 | 240.482 | 0 | 0 | 0 | 1.8372 | 0 | 240.4982 | 0 | -0.018 | 0 | -1.8082 | 0 | 240.4986 | 0 | 0.018 | 0 | -13.007 | 0 | 1165.3166 | 0 | -0.023008 | 0 | -13.007 | -2.8641 | 3159.8085 | 0.000365 | -0.023008 | 0 | 5.9579 | 0.11 | -173.4573 | 0 | -0.031452 | 0
GATT-CGI.3168.T10 | SA3_XTD10_GATT-CGI | T10 | SA3 | XTD10 | XTD10 | GATT | CGI | Gas attenuator Central Gas Injection Module |  | 73 | Gas attenuator DN63 start (length without reducers) |  |  | 0 | 0 | 248.3349 | 0 | 0 | 0 | -0.035 | 0 | 248.3349 | 0 | 0 | 0 | 1.6959 | 0 | 248.3498 | 0 | -0.018 | 0 | -1.6669 | 0 | 248.3502 | 0 | 0.018 | 0 | -13.1877 | 0 | 1173.1674 | 0 | -0.023008 | 0 | -13.1877 | -2.867 | 3167.6593 | 0.000365 | -0.023008 | 0 | 5.7109 | 0.11 | -165.6083 | 0 | -0.031452 | 0
GATT-VA2.3176.T10 | SA3_XTD10_GATT-VA2 | T10 | SA3 | XTD10 | XTD10 | GATT | VA2 | Gas attenuator Downstream Variable Aperture Girder |  | 73 | Gas attenuator DN63 start (length without reducers) |  |  | 0 | 0 | 256.1878 | 0 | 0 | 0 | -0.035 | 0 | 256.1878 | 0 | 0 | 0 | 1.5545 | 0 | 256.2015 | 0 | -0.018 | 0 | -1.5255 | 0 | 256.2018 | 0 | 0.018 | 0 | -13.3683 | 0 | 1181.0182 | 0 | -0.023008 | 0 | -13.3683 | -2.8698 | 3175.5101 | 0.000365 | -0.023008 | 0 | 5.464 | 0.11 | -157.7593 | 0 | -0.031452 | 0
GATT-TMP2.3178.T10 | SA3_XTD10_GATT-TMP2 | T10 | SA3 | XTD10 | XTD10 | GATT | TMP2 | Gas attenuator Downstream TMP Girder |  | 73 | Gas attenuator DN63 start (length without reducers) |  |  | 0 | 0 | 258.5083 | 0 | 0 | 0 | -0.035 | 0 | 258.5083 | 0 | 0 | 0 | 1.5128 | 0 | 258.5216 | 0 | -0.018 | 0 | -1.4838 | 0 | 258.5219 | 0 | 0.018 | 0 | -13.4217 | 0 | 1183.3381 | 0 | -0.023008 | 0 | -13.4217 | -2.8707 | 3177.83 | 0.000365 | -0.023008 | 0 | 5.391 | 0.11 | -155.4399 | 0 | -0.031452 | 0
GATT-IP2.3186.T10 | SA3_XTD10_GATT-IP2 | T10 | SA3 | XTD10 | XTD10 | GATT | IP2 | Gas attenuator Downstream Ion Pump |  | 73 | Gas attenuator DN63 start (length without reducers) |  |  | 0 | 0 | 266.1948 | 0 | 0 | 0 | -0.035 | 0 | 266.1948 | 0 | 0 | 0 | 1.3744 | 0 | 266.2068 | 0 | -0.018 | 0 | -1.3454 | 0 | 266.2072 | 0 | 0.018 | 0 | -13.5986 | 0 | 1191.0226 | 0 | -0.023008 | 0 | -13.5986 | -2.8735 | 3185.5145 | 0.000365 | -0.023008 | 0 | 5.1493 | 0.11 | -147.7572 | 0 | -0.031452 | 0
PIPE.3187.T10 | SA3_XTD10_PIPE | T10 | SA3 | XSDU2 | XTD10 | PIPE |  | Beam pipe holder 1.1 |  | 73 |  |  |  | 0 | 0 | 267.649 | 0 | 0 | 0 | -0.035 | 0 | 267.649 | 0 | 0 | 0 | 1.3482 | 0 | 267.6608 | 0 | -0.018 | 0 | -1.3192 | 0 | 267.6612 | 0 | 0.018 | 0 | -13.632 | 0 | 1192.4764 | 0 | -0.023008 | 0 | -13.632 | -2.874 | 3186.9683 | 0.000365 | -0.023008 | 0 | 5.1036 | 0.11 | -146.3037 | 0 | -0.031452 | 0
PIPE.3189.T10 | SA3_XTD10_PIPE | T10 | SA3 | XSDU2 | XTD10 | PIPE |  | Beam pipe holder 1.2 |  | 73 |  |  |  | 0 | 0 | 269.699 | 0 | 0 | 0 | -0.035 | 0 | 269.699 | 0 | 0 | 0 | 1.3114 | 0 | 269.7105 | 0 | -0.018 | 0 | -1.2823 | 0 | 269.7109 | 0 | 0.018 | 0 | -13.6792 | 0 | 1194.5258 | 0 | -0.023008 | 0 | -13.6792 | -2.8747 | 3189.0178 | 0.000365 | -0.023008 | 0 | 5.0391 | 0.11 | -144.2547 | 0 | -0.031452 | 0
PIPE.3190.T10 | SA3_XTD10_PIPE | T10 | SA3 | XSDU2 | XTD10 | PIPE |  | Beam pipe holder 1.3 |  | 73 |  |  |  | 0 | 0 | 271.099 | 0 | 0 | 0 | -0.035 | 0 | 271.099 | 0 | 0 | 0 | 1.2862 | 0 | 271.1103 | 0 | -0.018 | 0 | -1.2571 | 0 | 271.1106 | 0 | 0.018 | 0 | -13.7114 | 0 | 1195.9255 | 0 | -0.023008 | 0 | -13.7114 | -2.8753 | 3190.4174 | 0.000365 | -0.023008 | 0 | 4.9951 | 0.11 | -142.8554 | 0 | -0.031452 | 0
PIPE.3195.T10 | SA3_XTD10_PIPE | T10 | SA3 | XSDU2 | XTD10 | PIPE |  | Beam pipe holder 1.4 |  | 73 |  |  |  | 0 | 0 | 275.699 | 0 | 0 | 0 | -0.035 | 0 | 275.699 | 0 | 0 | 0 | 1.2034 | 0 | 275.7095 | 0 | -0.018 | 0 | -1.1744 | 0 | 275.7099 | 0 | 0.018 | 0 | -13.8172 | 0 | 1200.5243 | 0 | -0.023008 | 0 | -13.8172 | -2.8769 | 3195.0162 | 0.000365 | -0.023008 | 0 | 4.8504 | 0.11 | -138.2577 | 0 | -0.031452 | 0
ALAS.3196.T10 | SA3_XTD10_ALAS | T10 | SA3 | XTD10 | XTD10 | ALAS |  | Alignment laser DN63 |  | 73 | Alignment laser DN63 |  |  | 0 | 0 | 276.676 | 0 | 0 | 0 | -0.035 | 0 | 276.676 | 0 | 0 | 0 | 1.1858 | 0 | 276.6864 | 0 | -0.018 | 0 | -1.1568 | 0 | 276.6867 | 0 | 0.018 | 0 | -13.8397 | 0 | 1201.501 | 0 | -0.023008 | 0 | -13.8397 | -2.8773 | 3195.9929 | 0.000365 | -0.023008 | 0 | 4.8197 | 0.11 | -137.2812 | 0 | -0.031452 | 0
IMGFEL.3196.T10 | SA3_XTD10_IMGFEL | T10 | SA3 | XTD10 | XTD10 | IMGFEL |  | 2D-Imager (DN63/63;bellows+venting incl.) |  | 74 | 2D-Imager (DN63/63;bellows+venting incl.) |  |  | 0 | 0 | 277.0805 | 0 | 0 | 0 | -0.035 | 0 | 277.0805 | 0 | 0 | 0 | 1.1785 | 0 | 277.0908 | 0 | -0.018 | 0 | -1.1495 | 0 | 277.0912 | 0 | 0.018 | 0 | -13.849 | 0 | 1201.9054 | 0 | -0.023008 | 0 | -13.849 | -2.8774 | 3196.3973 | 0.000365 | -0.023008 | 0 | 4.807 | 0.11 | -136.8769 | 0 | -0.031452 | 0
COLA-1.3197.T10 | SA3_XTD10_COLA-1 | T10 | SA3 | XTD10 | XTD10 | COLA | 1 | Collimator 20mm (DN63/63) |  | 73 | Collimator 20mm (DN63/63) | 0.02 | 0.02 | 0 | 0 | 277.75 | 0 | 0 | 0 | -0.035 | 0 | 277.75 | 0 | 0 | 0 | 1.1664 | 0 | 277.7602 | 0 | -0.018 | 0 | -1.1374 | 0 | 277.7606 | 0 | 0.018 | 0 | -13.8644 | 0 | 1202.5747 | 0 | -0.023008 | 0 | -13.8644 | -2.8777 | 3197.0666 | 0.000365 | -0.023008 | 0 | 4.7859 | 0.11 | -136.2077 | 0 | -0.031452 | 0
PIPE.3198.T10 | SA3_XTD10_PIPE | T10 | SA3 | XSDU2 | XTD10 | PIPE |  | Beam pipe holder 1.1 |  | 73 |  |  |  | 0 | 0 | 278.55 | 0 | 0 | 0 | -0.035 | 0 | 278.55 | 0 | 0 | 0 | 1.152 | 0 | 278.5601 | 0 | -0.018 | 0 | -1.123 | 0 | 278.5604 | 0 | 0.018 | 0 | -13.8828 | 0 | 1203.3745 | 0 | -0.023008 | 0 | -13.8828 | -2.878 | 3197.8664 | 0.000365 | -0.023008 | 0 | 4.7608 | 0.11 | -135.4081 | 0 | -0.031452 | 0
PIPE.3199.T10 | SA3_XTD10_PIPE | T10 | SA3 | XSDU2 | XTD10 | PIPE |  | Beam pipe holder 1.2 |  | 73 |  |  |  | 0 | 0 | 279.45 | 0 | 0 | 0 | -0.035 | 0 | 279.45 | 0 | 0 | 0 | 1.1358 | 0 | 279.4599 | 0 | -0.018 | 0 | -1.1068 | 0 | 279.4603 | 0 | 0.018 | 0 | -13.9035 | 0 | 1204.2743 | 0 | -0.023008 | 0 | -13.9035 | -2.8783 | 3198.7662 | 0.000365 | -0.023008 | 0 | 4.7325 | 0.11 | -134.5086 | 0 | -0.031452 | 0
MIRR.3200.T10 | SA3_XTD10_MIRR | T10 | SA3 | XTD10 | XTD10 | MIRR |  | 1st offset mirror (M1) |  | 73 | 1st offset mirror (M1) |  |  | 0 | 0 | 281 | 0 | 0 | 0 | -0.035 | 0 | 281 | 0 | 0 | 0 | 1.1079 | 0 | 281.0097 | 0 | -0.018 | 0 | -1.0789 | 0 | 281.01 | 0 | 0.018 | 0 | -13.9392 | 0 | 1205.8239 | 0 | -0.023008 | 0 | -13.9392 | -2.8789 | 3200.3158 | 0.000365 | -0.023008 | 0 | 4.6837 | 0.11 | -132.9593 | 0 | -0.031452 | 0
PBLM.3202.T10 | SA3_XTD10_PBLM | T10 | SA3 | XTD10 | XTD10 | PBLM |  | PBLM+HSLIT (reducer+bellows DN160 incl.) |  | 73 | PBLM+HSLIT (reducer+bellows DN160 incl.) |  |  | 0 | 0 | 282.6 | 0 | 0 | 0 | -0.035 | 0 | 282.6 | 0 | 0 | 0 | 1.0791 | 0 | 282.6094 | 0 | -0.018 | 0 | -1.0501 | 0 | 282.6098 | 0 | 0.018 | 0 | -13.976 | 0 | 1207.4234 | 0 | -0.023008 | 0 | -13.976 | -2.8795 | 3201.9154 | 0.000365 | -0.023008 | 0 | 4.6334 | 0.11 | -131.3601 | 0 | -0.031452 | 0
MIRR.3203.T10 | SA3_XTD10_MIRR | T10 | SA3 | XTD10 | XTD10 | MIRR |  | 2nd offset mirror (M2) x=+76mm↓ |  | 73 | 2nd offset mirror (M2) x=+76mm↓ |  |  | 0.076 | 0 | 283.9 | 0 | 0 | 0 | 0.041 | 0 | 283.9 | 0 | 0 | 0 | 1.1317 | 0 | 283.9106 | 0 | -0.018 | 0 | -0.95075 | 0 | 283.9082 | 0 | 0.018 | 0 | -13.9299 | 0 | 1208.7248 | 0 | -0.023008 | 0 | -13.9299 | -2.8799 | 3203.2168 | 0.000365 | -0.023008 | 0 | 4.6685 | 0.11 | -130.0584 | 0 | -0.031452 | 0
MCP.3205.T10 | SA3_XTD10_MCP | T10 | SA3 | XTD10 | XTD10 | MCP |  | MCP x=+76mm↓ (roughing incl.) |  | 74 | MCP x=+76mm↓ (roughing incl.) |  |  | 0.076 | 0 | 285.7575 | 0 | 0 | 0 | 0.041 | 0 | 285.7575 | 0 | 0 | 0 | 1.0983 | 0 | 285.7678 | 0 | -0.018 | 0 | -0.91732 | 0 | 285.7654 | 0 | 0.018 | 0 | -13.9726 | 0 | 1210.5818 | 0 | -0.023008 | 0 | -13.9726 | -2.8806 | 3205.0738 | 0.000365 | -0.023008 | 0 | 4.6101 | 0.11 | -128.2018 | 0 | -0.031452 | 0
IMGPIII.3206.T10 | SA3_XTD10_IMGPIII | T10 | SA3 | XTD10 | XTD10 | IMGPIII |  | Pop-in Monitor x=+76mm↓ (type III) DN200/DN200 bellows incl. |  | 74 | Pop-in Monitor x=+76mm↓ (type III) DN200/DN200 bellows incl. |  |  | 0.076 | 0 | 286.685 | 0 | 0 | 0 | 0.041 | 0 | 286.685 | 0 | 0 | 0 | 1.0816 | 0 | 286.6951 | 0 | -0.018 | 0 | -0.90063 | 0 | 286.6927 | 0 | 0.018 | 0 | -13.994 | 0 | 1211.5091 | 0 | -0.023008 | 0 | -13.994 | -2.8809 | 3206.001 | 0.000365 | -0.023008 | 0 | 4.5809 | 0.11 | -127.2748 | 0 | -0.031452 | 0
ABS.3207.T10 | SA3_XTD10_ABS | T10 | SA3 | XTD10 | XTD10 | ABS |  | Absorber (DN200/DN200) x=+75mm |  | 73 | Absorber (DN200/DN200) x=+75mm |  |  | 0.075 | 0 | 287.405 | 0 | 0 | 0 | 0.04 | 0 | 287.405 | 0 | 0 | 0 | 1.0676 | 0 | 287.415 | 0 | -0.018 | 0 | -0.88867 | 0 | 287.4126 | 0 | 0.018 | 0 | -14.0115 | 0 | 1212.2289 | 0 | -0.023008 | 0 | -14.0115 | -2.8812 | 3206.7208 | 0.000365 | -0.023008 | 0 | 4.5573 | 0.11 | -126.5551 | 0 | -0.031452 | 0
PIPE.3208.T10 | SA3_XTD10_PIPE | T10 | SA3 | XSDU2 | XTD10 | PIPE |  | Beam pipe holder 1.1 |  | 73 |  |  |  | 0.075 | 0 | 288.41 | 0 | 0 | 0 | 0.04 | 0 | 288.41 | 0 | 0 | 0 | 1.0496 | 0 | 288.4198 | 0 | -0.018 | 0 | -0.87058 | 0 | 288.4175 | 0 | 0.018 | 0 | -14.0346 | 0 | 1213.2336 | 0 | -0.023008 | 0 | -14.0346 | -2.8816 | 3207.7255 | 0.000365 | -0.023008 | 0 | 4.5257 | 0.11 | -125.5506 | 0 | -0.031452 | 0
PIPE.3213.T10 | SA3_XTD10_PIPE | T10 | SA3 | XSDU2 | XTD10 | PIPE |  | Beam pipe holder 1.2 |  | 73 |  |  |  | 0.075 | 0 | 293.31 | 0 | 0 | 0 | 0.04 | 0 | 293.31 | 0 | 0 | 0 | 0.96136 | 0 | 293.319 | 0 | -0.018 | 0 | -0.78238 | 0 | 293.3167 | 0 | 0.018 | 0 | -14.1474 | 0 | 1218.1323 | 0 | -0.023008 | 0 | -14.1474 | -2.8834 | 3212.6242 | 0.000365 | -0.023008 | 0 | 4.3716 | 0.11 | -120.6531 | 0 | -0.031452 | 0
COLA-2.3214.T10 | SA3_XTD10_COLA-2 | T10 | SA3 | XTD10 | XTD10 | COLA | 2 | Collimator 85x20mm (DN160/160) x=+75mm |  | 73 | Collimator 85x20mm (DN160/160) x=+75mm | 0.085 | 0.02 | 0.075 | 0 | 294.36 | 0 | 0 | 0 | 0.04 | 0 | 294.36 | 0 | 0 | 0 | 0.94246 | 0 | 294.3688 | 0 | -0.018 | 0 | -0.76348 | 0 | 294.3665 | 0 | 0.018 | 0 | -14.1715 | 0 | 1219.182 | 0 | -0.023008 | 0 | -14.1715 | -2.8838 | 3213.674 | 0.000365 | -0.023008 | 0 | 4.3385 | 0.11 | -119.6036 | 0 | -0.031452 | 0
PIPE.3215.T10 | SA3_XTD10_PIPE | T10 | SA3 | XSDU2 | XTD10 | PIPE |  | Beam pipe holder 1.1 |  | 73 |  |  |  | 0.075 | 0 | 295.26 | 0 | 0 | 0 | 0.04 | 0 | 295.26 | 0 | 0 | 0 | 0.92627 | 0 | 295.2687 | 0 | -0.018 | 0 | -0.74728 | 0 | 295.2664 | 0 | 0.018 | 0 | -14.1922 | 0 | 1220.0818 | 0 | -0.023008 | 0 | -14.1922 | -2.8841 | 3214.5737 | 0.000365 | -0.023008 | 0 | 4.3102 | 0.11 | -118.704 | 0 | -0.031452 | 0
PIPE.3217.T10 | SA3_XTD10_PIPE | T10 | SA3 | XSDU2 | XTD10 | PIPE |  | Beam pipe holder 1.2 |  | 73 |  |  |  | 0.075 | 0 | 297.704 | 0 | 0 | 0 | 0.04 | 0 | 297.704 | 0 | 0 | 0 | 0.88228 | 0 | 297.7123 | 0 | -0.018 | 0 | -0.70329 | 0 | 297.71 | 0 | 0.018 | 0 | -14.2485 | 0 | 1222.5252 | 0 | -0.023008 | 0 | -14.2485 | -2.885 | 3217.0171 | 0.000365 | -0.023008 | 0 | 4.2334 | 0.11 | -116.2612 | 0 | -0.031452 | 0
SLIT.3218.T10 | SA3_XTD10_SLIT | T10 | SA3 | XTD10 | XTD10 | SLIT |  | Vertical slit (DN160/DN160) bellow DN160 ds. x=+75mm |  | 73 | Vertical slit (DN160/DN160) bellow DN160 ds. x=+75mm |  |  | 0.075 | 0 | 298.624 | 0 | 0 | 0 | 0.04 | 0 | 298.624 | 0 | 0 | 0 | 0.86572 | 0 | 298.6322 | 0 | -0.018 | 0 | -0.68674 | 0 | 298.6298 | 0 | 0.018 | 0 | -14.2696 | 0 | 1223.4449 | 0 | -0.023008 | 0 | -14.2696 | -2.8853 | 3217.9368 | 0.000365 | -0.023008 | 0 | 4.2045 | 0.11 | -115.3417 | 0 | -0.031452 | 0
MONO.3220.T10 | SA3_XTD10_MONO | T10 | SA3 | XTD10 | XTD10 | MONO |  | grating G1, G2 (M4) (DN250 ds.) x=+75mm |  | 73 | grating G1, G2 (M4) (DN250 ds.) x=+75mm |  |  | 0.075 | 0.025 | 301 | 0 | 0 | 0 | 0.04 | 0.025 | 301 | 0 | 0 | 0 | 0.82295 | 0.025 | 301.0078 | 0 | -0.018 | 0 | -0.64397 | 0.025 | 301.0054 | 0 | 0.018 | 0 | -14.3243 | 0.025 | 1225.8203 | 0 | -0.023008 | 0 | -14.3243 | -2.8612 | 3220.3122 | 0.000365 | -0.023008 | 0 | 4.1297 | 0.135 | -112.9669 | 0 | -0.031452 | 0
IMGPII.3221.T10 | SA3_XTD10_IMGPII | T10 | SA3 | XTD10 | XTD10 | IMGPII |  | Pop-in Monitor (type II-90) (DN160 bellows incl.) x=75mm;y=+25mm |  | 74 | Pop-in Monitor (type II-90) (DN160 bellows incl.) x=75mm;y=+25mm |  |  | 0.075 | 0.025 | 301.913 | 0 | 0 | 0 | 0.04 | 0.025 | 301.913 | 0 | 0 | 0 | 0.80652 | 0.025 | 301.9206 | 0 | -0.018 | 0 | -0.62754 | 0.025 | 301.9183 | 0 | 0.018 | 0 | -14.3453 | 0.025 | 1226.733 | 0 | -0.023008 | 0 | -14.3453 | -2.8615 | 3221.225 | 0.000365 | -0.023008 | 0 | 4.101 | 0.135 | -112.0543 | 0 | -0.031452 | 0
DOD-1.3222.T10 | SA3_XTD10_DOD-1 | T10 | SA3 | XTD10 | XTD10 | DOD | 1 | defraction order dump 1 (DN160/160) x=+73mm;y=+25mm |  | 73 | defraction order dump 1 (DN160/160) x=+73mm;y=+25mm |  |  | 0.073 | 0.025 | 303 | 0 | 0 | 0 | 0.038 | 0.025 | 303 | 0 | 0 | 0 | 0.78495 | 0.025 | 303.0074 | 0 | -0.018 | 0 | -0.60997 | 0.025 | 303.0051 | 0 | 0.018 | 0 | -14.3723 | 0.025 | 1227.8197 | 0 | -0.023008 | 0 | -14.3723 | -2.8619 | 3222.3116 | 0.000365 | -0.023008 | 0 | 4.0649 | 0.135 | -110.9679 | 0 | -0.031452 | 0
PIPE.3223.T10 | SA3_XTD10_PIPE | T10 | SA3 | XSDU2 | XTD10 | PIPE |  | Beam pipe holder 1.1 |  | 73 |  |  |  | 0.075 | 0.025 | 303.75 | 0 | 0 | 0 | 0.04 | 0.025 | 303.75 | 0 | 0 | 0 | 0.77345 | 0.025 | 303.7573 | 0 | -0.018 | 0 | -0.59447 | 0.025 | 303.755 | 0 | 0.018 | 0 | -14.3876 | 0.025 | 1228.5696 | 0 | -0.023008 | 0 | -14.3876 | -2.8622 | 3223.0615 | 0.000365 | -0.023008 | 0 | 4.0433 | 0.135 | -110.2182 | 0 | -0.031452 | 0
PIPE.3224.T10 | SA3_XTD10_PIPE | T10 | SA3 | XSDU2 | XTD10 | PIPE |  | Beam pipe holder 1.2 |  | 73 |  |  |  | 0.075 | 0.025 | 304.25 | 0 | 0 | 0 | 0.04 | 0.025 | 304.25 | 0 | 0 | 0 | 0.76445 | 0.025 | 304.2572 | 0 | -0.018 | 0 | -0.58547 | 0.025 | 304.2549 | 0 | 0.018 | 0 | -14.3991 | 0.025 | 1229.0694 | 0 | -0.023008 | 0 | -14.3991 | -2.8624 | 3223.5614 | 0.000365 | -0.023008 | 0 | 4.0275 | 0.135 | -109.7185 | 0 | -0.031452 | 0
DOD-2.3224.T10 | SA3_XTD10_DOD-2 | T10 | SA3 | XTD10 | XTD10 | DOD | 2 | defraction order dump 2 (DN160/160) x=+73mm;y=+22mm |  | 73 | defraction order dump 2 (DN160/160) x=+73mm;y=+22mm |  |  | 0.073 | 0.022 | 305 | 0 | 0 | 0 | 0.038 | 0.022 | 305 | 0 | 0 | 0 | 0.74896 | 0.022 | 305.0071 | 0 | -0.018 | 0 | -0.57397 | 0.022 | 305.0048 | 0 | 0.018 | 0 | -14.4183 | 0.022 | 1229.8192 | 0 | -0.023008 | 0 | -14.4183 | -2.8656 | 3224.3111 | 0.000365 | -0.023008 | 0 | 4.002 | 0.132 | -108.9689 | 0 | -0.031452 | 0
PIPE.3226.T10 | SA3_XTD10_PIPE | T10 | SA3 | XSDU2 | XTD10 | PIPE |  | Beam pipe holder 1.1 |  | 73 |  |  |  | 0.073 | 0.022 | 306.25 | 0 | 0 | 0 | 0.038 | 0.022 | 306.25 | 0 | 0 | 0 | 0.72646 | 0.022 | 306.2569 | 0 | -0.018 | 0 | -0.55147 | 0.022 | 306.2546 | 0 | 0.018 | 0 | -14.4471 | 0.022 | 1231.0689 | 0 | -0.023008 | 0 | -14.4471 | -2.8661 | 3225.5608 | 0.000365 | -0.023008 | 0 | 3.9626 | 0.132 | -107.7195 | 0 | -0.031452 | 0
PIPE.3227.T10 | SA3_XTD10_PIPE | T10 | SA3 | XSDU2 | XTD10 | PIPE |  | Beam pipe holder 1.2 |  | 73 |  |  |  | 0.073 | 0.017 | 307.8 | 0 | 0 | 0 | 0.038 | 0.017 | 307.8 | 0 | 0 | 0 | 0.69856 | 0.017 | 307.8066 | 0 | -0.018 | 0 | -0.52358 | 0.017 | 307.8044 | 0 | 0.018 | 0 | -14.4827 | 0.017 | 1232.6184 | 0 | -0.023008 | 0 | -14.4827 | -2.8717 | 3227.1104 | 0.000365 | -0.023008 | 0 | 3.9139 | 0.127 | -106.1703 | 0 | -0.031452 | 0
DOD-3.3228.T10 | SA3_XTD10_DOD-3 | T10 | SA3 | XTD10 | XTD10 | DOD | 3 | defraction order dump 3 (DN160/160) x=+73mm;y=+15mm |  | 73 | defraction order dump 3 (DN160/160) x=+73mm;y=+15mm |  |  | 0.073 | 0.015 | 309 | 0 | 0 | 0 | 0.038 | 0.015 | 309 | 0 | 0 | 0 | 0.67696 | 0.015 | 309.0064 | 0 | -0.018 | 0 | -0.50198 | 0.015 | 309.0042 | 0 | 0.018 | 0 | -14.5103 | 0.015 | 1233.8181 | 0 | -0.023008 | 0 | -14.5103 | -2.8741 | 3228.31 | 0.000365 | -0.023008 | 0 | 3.8762 | 0.125 | -104.9709 | 0 | -0.031452 | 0
PIPE.3229.T10 | SA3_XTD10_PIPE | T10 | SA3 | XSDU2 | XTD10 | PIPE |  | Beam pipe holder 1.1 |  | 73 |  |  |  | 0.073 | 0.015 | 309.85 | 0 | 0 | 0 | 0.038 | 0.015 | 309.85 | 0 | 0 | 0 | 0.66166 | 0.015 | 309.8563 | 0 | -0.018 | 0 | -0.48668 | 0.015 | 309.854 | 0 | 0.018 | 0 | -14.5299 | 0.015 | 1234.6679 | 0 | -0.023008 | 0 | -14.5299 | -2.8744 | 3229.1598 | 0.000365 | -0.023008 | 0 | 3.8494 | 0.125 | -104.1213 | 0 | -0.031452 | 0
PIPE.3231.T10 | SA3_XTD10_PIPE | T10 | SA3 | XSDU2 | XTD10 | PIPE |  | Beam pipe holder 1.2 |  | 73 |  |  |  | 0.073 | 0.012 | 311.7 | 0 | 0 | 0 | 0.038 | 0.012 | 311.7 | 0 | 0 | 0 | 0.62836 | 0.012 | 311.706 | 0 | -0.018 | 0 | -0.45338 | 0.012 | 311.7037 | 0 | 0.018 | 0 | -14.5725 | 0.012 | 1236.5174 | 0 | -0.023008 | 0 | -14.5725 | -2.8781 | 3231.0093 | 0.000365 | -0.023008 | 0 | 3.7913 | 0.122 | -102.2722 | 0 | -0.031452 | 0
PIPE.3235.T10 | SA3_XTD10_PIPE | T10 | SA3 | XSDU2 | XTD10 | PIPE |  | Beam pipe holder 1.3 |  | 73 |  |  |  | 0.073 | 0.008 | 315.8 | 0 | 0 | 0 | 0.038 | 0.008 | 315.8 | 0 | 0 | 0 | 0.55457 | 0.008 | 315.8053 | 0 | -0.018 | 0 | -0.37958 | 0.008 | 315.8031 | 0 | 0.018 | 0 | -14.6668 | 0.008 | 1240.6163 | 0 | -0.023008 | 0 | -14.6668 | -2.8836 | 3235.1082 | 0.000365 | -0.023008 | 0 | 3.6623 | 0.118 | -98.1743 | 0 | -0.031452 | 0
DOD-4.3236.T10 | SA3_XTD10_DOD-4 | T10 | SA3 | XTD10 | XTD10 | DOD | 4 | defraction order dump 4 (DN160/160) x=+73mm;y=+5mm |  | 73 | defraction order dump 4 (DN160/160) x=+73mm;y=+5mm |  |  | 0.073 | 0.005 | 317 | 0 | 0 | 0 | 0.038 | 0.005 | 317 | 0 | 0 | 0 | 0.53297 | 0.005 | 317.0051 | 0 | -0.018 | 0 | -0.35798 | 0.005 | 317.0029 | 0 | 0.018 | 0 | -14.6944 | 0.005 | 1241.816 | 0 | -0.023008 | 0 | -14.6944 | -2.887 | 3236.3079 | 0.000365 | -0.023008 | 0 | 3.6246 | 0.115 | -96.9748 | 0 | -0.031452 | 0
PIPE.3237.T10 | SA3_XTD10_PIPE | T10 | SA3 | XSDU2 | XTD10 | PIPE |  | Beam pipe holder 1.1 |  | 73 |  |  |  | 0.073 | 0.005 | 318 | 0 | 0 | 0 | 0.038 | 0.005 | 318 | 0 | 0 | 0 | 0.51497 | 0.005 | 318.005 | 0 | -0.018 | 0 | -0.33999 | 0.005 | 318.0027 | 0 | 0.018 | 0 | -14.7174 | 0.005 | 1242.8157 | 0 | -0.023008 | 0 | -14.7174 | -2.8874 | 3237.3077 | 0.000365 | -0.023008 | 0 | 3.5932 | 0.115 | -95.9753 | 0 | -0.031452 | 0
PIPE.3240.T10 | SA3_XTD10_PIPE | T10 | SA3 | XSDU2 | XTD10 | PIPE |  | Beam pipe holder 1.2 |  | 73 |  |  |  | 0.073 | 0.005 | 321 | 0 | 0 | 0 | 0.038 | 0.005 | 321 | 0 | 0 | 0 | 0.46097 | 0.005 | 321.0045 | 0 | -0.018 | 0 | -0.28599 | 0.005 | 321.0022 | 0 | 0.018 | 0 | -14.7864 | 0.005 | 1245.8149 | 0 | -0.023008 | 0 | -14.7864 | -2.8885 | 3240.3069 | 0.000365 | -0.023008 | 0 | 3.4988 | 0.115 | -92.9768 | 0 | -0.031452 | 0
DOD-5.3241.T10 | SA3_XTD10_DOD-5 | T10 | SA3 | XTD10 | XTD10 | DOD | 5 | defraction order dump 5 (DN160/160) x=+73mm;y=+5mm |  | 73 | defraction order dump 5 (DN160/160) x=+73mm;y=+5mm |  |  | 0.073 | 0.005 | 322 | 0 | 0 | 0 | 0.038 | 0.005 | 322 | 0 | 0 | 0 | 0.44297 | 0.005 | 322.0043 | 0 | -0.018 | 0 | -0.26799 | 0.005 | 322.0021 | 0 | 0.018 | 0 | -14.8094 | 0.005 | 1246.8147 | 0 | -0.023008 | 0 | -14.8094 | -2.8888 | 3241.3066 | 0.000365 | -0.023008 | 0 | 3.4674 | 0.115 | -91.9773 | 0 | -0.031452 | 0
PIPE.3243.T10 | SA3_XTD10_PIPE | T10 | SA3 | XSDU2 | XTD10 | PIPE |  | Beam pipe holder 1.1 |  | 73 | Delay line place holder |  |  | 0.073 | 0.005 | 323.2 | 0 | 0 | 0 | 0.038 | 0.005 | 323.2 | 0 | 0 | 0 | 0.42137 | 0.005 | 323.2041 | 0 | -0.018 | 0 | -0.24639 | 0.005 | 323.2019 | 0 | 0.018 | 0 | -14.837 | 0.005 | 1248.0144 | 0 | -0.023008 | 0 | -14.837 | -2.8893 | 3242.5063 | 0.000365 | -0.023008 | 0 | 3.4296 | 0.115 | -90.7779 | 0 | -0.031452 | 0
PIPE.3247.T10 | SA3_XTD10_PIPE | T10 | SA3 | XSDU2 | XTD10 | PIPE |  | Beam pipe holder 1.2 |  | 73 | Delay line place holder |  |  | 0.073 | 0.005 | 327.8 | 0 | 0 | 0 | 0.038 | 0.005 | 327.8 | 0 | 0 | 0 | 0.33858 | 0.005 | 327.8034 | 0 | -0.018 | 0 | -0.1636 | 0.005 | 327.8011 | 0 | 0.018 | 0 | -14.9428 | 0.005 | 1252.6131 | 0 | -0.023008 | 0 | -14.9428 | -2.891 | 3247.1051 | 0.000365 | -0.023008 | 0 | 3.285 | 0.115 | -86.1802 | 0 | -0.031452 | 0
PIPE.3248.T10 | SA3_XTD10_PIPE | T10 | SA3 | XSDU2 | XTD10 | PIPE |  | Beam pipe holder 1.3 |  | 73 | Delay line place holder |  |  | 0.073 | 0.005 | 329 | 0 | 0 | 0 | 0.038 | 0.005 | 329 | 0 | 0 | 0 | 0.31698 | 0.005 | 329.0032 | 0 | -0.018 | 0 | -0.142 | 0.005 | 329.0009 | 0 | 0.018 | 0 | -14.9704 | 0.005 | 1253.8128 | 0 | -0.023008 | 0 | -14.9704 | -2.8914 | 3248.3047 | 0.000365 | -0.023008 | 0 | 3.2472 | 0.115 | -84.9808 | 0 | -0.031452 | 0
PIPE.3249.T10 | SA3_XTD10_PIPE | T10 | SA3 | XSDU2 | XTD10 | PIPE |  | Beam pipe holder 1.1 |  | 73 |  |  |  | 0.07335 | 0.005 | 330.12 | 0 | 0 | 0 | 0.03835 | 0.005 | 330.12 | 0 | 0 | 0 | 0.29717 | 0.005 | 330.123 | 0 | -0.018 | 0 | -0.12149 | 0.005 | 330.1207 | 0 | 0.018 | 0 | -14.9959 | 0.005 | 1254.9325 | 0 | -0.023008 | 0 | -14.9959 | -2.8918 | 3249.4245 | 0.000365 | -0.023008 | 0 | 3.2124 | 0.115 | -83.8613 | 0 | -0.031452 | 0
PIPE.3254.T10 | SA3_XTD10_PIPE | T10 | SA3 | XSDU2 | XTD10 | PIPE |  | Beam pipe holder 1.2 |  | 73 |  |  |  | 0.06253 | 0.005 | 334.72 | 0 | 0 | 0 | 0.02753 | 0.005 | 334.72 | 0 | 0 | 0 | 0.20356 | 0.005 | 334.7221 | 0 | -0.018 | 0 | -0.04951 | 0.005 | 334.7202 | 0 | 0.018 | 0 | -15.1125 | 0.005 | 1259.5311 | 0 | -0.023008 | 0 | -15.1125 | -2.8935 | 3254.023 | 0.000365 | -0.023008 | 0 | 3.0569 | 0.115 | -79.2639 | 0 | -0.031452 | 0
PBLM.3255.T10 | SA3_XTD10_PBLM | T10 | SA3 | XTD10 | XTD10 | PBLM |  | PBLM x=+60mm;y=+5mm (DN100/100) RV/VV incl. |  | 73 | PBLM x=+60mm;y=+5mm (DN100/100) RV/VV incl. |  |  | 0.06 | 0.005 | 335.972 | 0 | 0 | 0 | 0.025 | 0.005 | 335.972 | 0 | 0 | 0 | 0.17849 | 0.005 | 335.9738 | 0 | -0.018 | 0 | -0.029505 | 0.005 | 335.972 | 0 | 0.018 | 0 | -15.1438 | 0.005 | 1260.7827 | 0 | -0.023008 | 0 | -15.1438 | -2.8939 | 3255.2746 | 0.000365 | -0.023008 | 0 | 3.015 | 0.115 | -78.0126 | 0 | -0.031452 | 0
PIPE.3256.T10 | SA3_XTD10_PIPE | T10 | SA3 | XSDU2 | XTD10 | PIPE |  | Beam pipe holder 1.1 |  | 73 |  |  |  | 0.06 | 0.005 | 336.547 | 0 | 0 | 0 | 0.025 | 0.005 | 336.547 | 0 | 0 | 0 | 0.16814 | 0.005 | 336.5487 | 0 | -0.018 | 0 | -0.019156 | 0.005 | 336.5469 | 0 | 0.018 | 0 | -15.1571 | 0.005 | 1261.3575 | 0 | -0.023008 | 0 | -15.1571 | -2.8942 | 3255.8495 | 0.000365 | -0.023008 | 0 | 2.9969 | 0.115 | -77.4379 | 0 | -0.031452 | 0
PIPE.3257.T10 | SA3_XTD10_PIPE | T10 | SA3 | XSDU2 | XTD10 | PIPE |  | Beam pipe holder 1.2 |  | 73 |  |  |  | 0.06 | 0.005 | 337.547 | 0 | 0 | 0 | 0.025 | 0.005 | 337.547 | 0 | 0 | 0 | 0.15014 | 0.005 | 337.5486 | 0 | -0.018 | 0 | -0.0011566 | 0.005 | 337.5468 | 0 | 0.018 | 0 | -15.1801 | 0.005 | 1262.3573 | 0 | -0.023008 | 0 | -15.1801 | -2.8945 | 3256.8492 | 0.000365 | -0.023008 | 0 | 2.9655 | 0.115 | -76.4384 | 0 | -0.031452 | 0
MIRR.3258.T10 | SA3_XTD10_MIRR | T10 | SA3 | XTD10 | XTD10 | MIRR |  | distribution mirror SCS (M5) x=+60mm;y=+5mm |  | 73 | distribution mirror SCS (M5) x=+60mm;y=+5mm |  |  | 0.06 | 0.005 | 339 | 0 | 0 | 0 | 0.025 | 0.005 | 339 | 0 | 0 | 0 | 0.12399 | 0.005 | 339.0013 | 0 | -0.018 | 0 | 0.024996 | 0.005 | 338.9996 | 0 | 0.018 | 0 | -15.2135 | 0.005 | 1263.8099 | 0 | -0.023008 | 0 | -15.2135 | -2.895 | 3258.3018 | 0.000365 | -0.023008 | 0 | 2.9198 | 0.115 | -74.9861 | 0 | -0.031452 | 0
IMGPII45.3260.T10 | SA3_XTD10_IMGPII45 | T10 | SA3 | XTD10 | XTD10 | IMGPII45 |  | Pop-in Monitor (type II-45) x=+60mm;y=+9mm |  | 74 | Pop-in Monitor (type II-45) x=+60mm;y=+9mm |  |  | 0.06 | 0.009 | 340.732 | 0 | 0 | 0 | 0.025 | 0.009 | 340.732 | 0 | 0 | 0 | 0.092816 | 0.009 | 340.7331 | 0 | -0.018 | 0 | 0.05617 | 0.009 | 340.7313 | 0 | 0.018 | 0 | -15.2533 | 0.009 | 1265.5414 | 0 | -0.023008 | 0 | -15.2533 | -2.8917 | 3260.0333 | 0.000365 | -0.023008 | 0 | 2.8653 | 0.119 | -73.255 | 0 | -0.031452 | 0
PIPE.3261.T10 | SA3_XTD10_PIPE | T10 | SA3 | XSDU2 | XTD10 | PIPE |  | Beam pipe holder 1.1, dual foot |  | 73 | Beam pipe holder 1.1, dual foot |  |  | 0.0547 | 0.005 | 341.459 | 0 | 0 | 0 | 0.0197 | 0.005 | 341.459 | 0 | 0 | 0 | 0.074433 | 0.005 | 341.4598 | 0 | -0.018 | 0 | 0.063956 | 0.005 | 341.4582 | 0 | 0.018 | 0 | -15.2754 | 0.005 | 1266.2681 | 0 | -0.023008 | 0 | -15.2754 | -2.8959 | 3260.76 | 0.000365 | -0.023008 | 0 | 2.8372 | 0.115 | -72.5286 | 0 | -0.031452 | 0
PIPE.3262.T10 | SA3_XTD10_PIPE | T10 | SA3 | XSDU2 | XTD10 | PIPE |  | Beam pipe holder 1.2, dual foot |  | 73 | Beam pipe holder 1.2, dual foot |  |  | 0.04183 | 0.005 | 342.3089 | 0 | 0 | 0 | 0.00683 | 0.005 | 342.3089 | 0 | 0 | 0 | 0.046267 | 0.005 | 342.3093 | 0 | -0.018 | 0 | 0.066385 | 0.005 | 342.3082 | 0 | 0.018 | 0 | -15.3078 | 0.005 | 1267.1175 | 0 | -0.023008 | 0 | -15.3078 | -2.8963 | 3261.6094 | 0.000365 | -0.023008 | 0 | 2.7976 | 0.115 | -71.6795 | 0 | -0.031452 | 0
PIPE.3262.T10 | SA3_XTD10_PIPE | T10 | SA3 | XSDU2 | XTD10 | PIPE |  | Beam pipe holder 1.3, dual foot |  | 73 | Beam pipe holder 1.3, dual foot |  |  | 0.02984 | 0.005 | 343.1001 | 0 | 0 | 0 | -0.00516 | 0.005 | 343.1001 | 0 | 0 | 0 | 0.020038 | 0.005 | 343.1002 | 0 | -0.018 | 0 | 0.068638 | 0.005 | 343.0995 | 0 | 0.018 | 0 | -15.338 | 0.005 | 1267.9082 | 0 | -0.023008 | 0 | -15.338 | -2.8965 | 3262.4001 | 0.000365 | -0.023008 | 0 | 2.7607 | 0.115 | -70.889 | 0 | -0.031452 | 0
MIRR.3264.T10 | SA3_XTD10_MIRR | T10 | SA3 | XTD10 | XTD10 | MIRR |  | distribution mirror SQS2 (M6) ** y=+5mm |  | 73 | distribution mirror SQS2 (M6) ** y=+5mm |  |  | 0.02 | 0.005 | 344.5 | 0 | 0 | 0 | -0.015 | 0.005 | 344.5 | 0 | 0 | 0 | -0.014998 | 0.005 | 344.4997 | 0 | -0.018 | 0 | 0.083997 | 0.005 | 344.4994 | 0 | 0.018 | 0 | -15.38 | 0.005 | 1269.3075 | 0 | -0.023008 | 0 | -15.38 | -2.8971 | 3263.7994 | 0.000365 | -0.023008 | 0 | 2.7068 | 0.115 | -69.4901 | 0 | -0.031452 | 0
STARTm.3265.T10 | SA3_XTD10_STARTm | T10 | SA3 | XTD10 | XTD10 | STARTm |  | beam pipe DN300 (DN250 flange) x=+20mm;y=+5mm |  | 73 | beam pipe DN300 (DN250 flange) x=+20mm;y=+5mm |  |  | 0.02 | 0.005 | 345.55 | 0 | 0 | 0 | -0.015 | 0.005 | 345.55 | 0 | 0 | 0 | -0.033897 | 0.005 | 345.5496 | 0 | -0.018 | 0 | 0.1029 | 0.005 | 345.5492 | 0 | 0.018 | 0 | -15.4042 | 0.005 | 1270.3572 | 0 | -0.023008 | 0 | -15.4042 | -2.8974 | 3264.8491 | 0.000365 | -0.023008 | 0 | 2.6738 | 0.115 | -68.4406 | 0 | -0.031452 | 0
IMG.3266.T10 | SA3_XTD10_IMG | T10 | SA3 | XTD10 | XTD10 | IMG |  | OPTION*: Pop-in Monitor (type XXX) DN250/DN300 |  | 74 | OPTION*: Pop-in Monitor (type XXX) DN250/DN300 |  |  | 0 | 0.005 | 346.3 | 0 | 0 | 0 | -0.035 | 0.005 | 346.3 | 0 | 0 | 0 | -0.067393 | 0.005 | 346.2991 | 0 | -0.018 | 0 | 0.096399 | 0.005 | 346.2994 | 0 | 0.018 | 0 | -15.4414 | 0.005 | 1271.1066 | 0 | -0.023008 | 0 | -15.4414 | -2.8977 | 3265.5985 | 0.000365 | -0.023008 | 0 | 2.6303 | 0.115 | -67.6916 | 0 | -0.031452 | 0
ENDm.3266.T10 | SA3_XTD10_ENDm | T10 | SA3 | XTD10 | XTD10 | ENDm |  | beam pipe DN300 (DN300 flange) x=0;y=+5mm |  | 73 | beam pipe DN300 (DN300 flange) x=0;y=+5mm |  |  | 0 | 0.005 | 347.05 | 0 | 0 | 0 | -0.035 | 0.005 | 347.05 | 0 | 0 | 0 | -0.080892 | 0.005 | 347.049 | 0 | -0.018 | 0 | 0.1099 | 0.005 | 347.0493 | 0 | 0.018 | 0 | -15.4587 | 0.005 | 1271.8564 | 0 | -0.023008 | 0 | -15.4587 | -2.898 | 3266.3483 | 0.000365 | -0.023008 | 0 | 2.6067 | 0.115 | -66.942 | 0 | -0.031452 | 0
SEP-1.3267.T10 | SA3_XTD10_SEP-1 | T10 | SA3 | XTD10 | XTD10 | SEP | 1 | 1st beam sep. chamber x=0;y=+5mm |  | 73 | 1st beam sep. chamber x=0;y=+5mm |  |  | 0 | 0.005 | 348.05 | 0 | 0 | 0 | -0.035 | 0.005 | 348.05 | 0 | 0 | 0 | -0.098891 | 0.005 | 348.0488 | 0 | -0.018 | 0 | 0.1279 | 0.005 | 348.0492 | 0 | 0.018 | 0 | -15.4817 | 0.005 | 1272.8561 | 0 | -0.023008 | 0 | -15.4817 | -2.8983 | 3267.348 | 0.000365 | -0.023008 | 0 | 2.5752 | 0.115 | -65.9425 | 0 | -0.031452 | 0
PIPE.3271.T10 | SA3_XTD10_PIPE | T10 | SA3 | XSDU2 | XTD10 | PIPE |  | Beam pipe holder 1.1, dual foot |  | 73 | Beam pipe holder 1.1, dual foot |  |  | 0.12095 | 0.005 | 351.7648 | 0 | 0 | 0 | 0.08595 | 0.005 | 351.7648 | 0 | 0 | 0 | -0.044824 | 0.005 | 351.7652 | 0 | -0.018 | 0 | 0.31569 | 0.005 | 351.7612 | 0 | 0.018 | 0 | -15.4462 | 0.005 | 1276.5727 | 0 | -0.023008 | 0 | -15.4462 | -2.8997 | 3271.0647 | 0.000365 | -0.023008 | 0 | 2.5793 | 0.115 | -62.2257 | 0 | -0.031452 | 0
SEP-2.3273.T10 | SA3_XTD10_SEP-2 | T10 | SA3 | XTD10 | XTD10 | SEP | 2 | 2nd beam sep. chamber x=+130mm;y=+5mm |  | 73 | 2nd beam sep. chamber x=+130mm;y=+5mm |  |  | 0.13 | 0.005 | 353.2661 | 0 | 0 | 0 | 0.095 | 0.005 | 353.2661 | 0 | 0 | 0 | -0.062797 | 0.005 | 353.2664 | 0 | -0.018 | 0 | 0.35176 | 0.005 | 353.2621 | 0 | 0.018 | 0 | -15.4717 | 0.005 | 1278.0738 | 0 | -0.023008 | 0 | -15.4717 | -2.9003 | 3272.5657 | 0.000365 | -0.023008 | 0 | 2.5411 | 0.115 | -60.7249 | 0 | -0.031452 | 0
PIPE.3274.T10 | SA3_XTD10_PIPE | T10 | SA3 | XSDU2 | XTD10 | PIPE |  | Beam pipe holder 1.1 |  | 73 |  |  |  | 0.045 | 0.005 | 355.036 | 0 | 0 | 0 | 0.01 | 0.005 | 355.036 | 0 | 0 | 0 | -0.17964 | 0.005 | 355.0345 | 0 | -0.018 | 0 | 0.29863 | 0.005 | 355.0332 | 0 | 0.018 | 0 | -15.5974 | 0.005 | 1279.8413 | 0 | -0.023008 | 0 | -15.5974 | -2.9009 | 3274.3332 | 0.000365 | -0.023008 | 0 | 2.4005 | 0.115 | -58.9585 | 0 | -0.031452 | 0
PIPE.3279.T10 | SA3_XTD10_PIPE | T10 | SA3 | XSDU2 | XTD10 | PIPE |  | Beam pipe holder 1.2 |  | 73 |  |  |  | 0.045 | 0.005 | 359.636 | 0 | 0 | 0 | 0.01 | 0.005 | 359.636 | 0 | 0 | 0 | -0.26243 | 0.005 | 359.6337 | 0 | -0.018 | 0 | 0.38143 | 0.005 | 359.6325 | 0 | 0.018 | 0 | -15.7032 | 0.005 | 1284.4401 | 0 | -0.023008 | 0 | -15.7032 | -2.9026 | 3278.932 | 0.000365 | -0.023008 | 0 | 2.2559 | 0.115 | -54.3608 | 0 | -0.031452 | 0
PIPE.3280.T10 | SA3_XTD10_PIPE | T10 | SA3 | XSDU2 | XTD10 | PIPE |  | Beam pipe holder 1.3 |  | 73 |  |  |  | 0.045 | 0.005 | 361.036 | 0 | 0 | 0 | 0.01 | 0.005 | 361.036 | 0 | 0 | 0 | -0.28763 | 0.005 | 361.0335 | 0 | -0.018 | 0 | 0.40662 | 0.005 | 361.0323 | 0 | 0.018 | 0 | -15.7355 | 0.005 | 1285.8397 | 0 | -0.023008 | 0 | -15.7355 | -2.9031 | 3280.3316 | 0.000365 | -0.023008 | 0 | 2.2118 | 0.115 | -52.9615 | 0 | -0.031452 | 0
PIPE.3285.T10 | SA3_XTD10_PIPE | T10 | SA3 | XSDU2 | XTD10 | PIPE |  | Beam pipe holder 1.4 |  | 73 |  |  |  | 0.045 | 0.005 | 365.636 | 0 | 0 | 0 | 0.01 | 0.005 | 365.636 | 0 | 0 | 0 | -0.37043 | 0.005 | 365.6328 | 0 | -0.018 | 0 | 0.48942 | 0.005 | 365.6315 | 0 | 0.018 | 0 | -15.8413 | 0.005 | 1290.4385 | 0 | -0.023008 | 0 | -15.8413 | -2.9048 | 3284.9304 | 0.000365 | -0.023008 | 0 | 2.0672 | 0.115 | -48.3638 | 0 | -0.031452 | 0
PIPE.3286.T10 | SA3_XTD10_PIPE | T10 | SA3 | XSDU2 | XTD10 | PIPE |  | Beam pipe holder 1.5 |  | 73 |  |  |  | 0.045 | 0.005 | 367.036 | 0 | 0 | 0 | 0.01 | 0.005 | 367.036 | 0 | 0 | 0 | -0.39563 | 0.005 | 367.0325 | 0 | -0.018 | 0 | 0.51462 | 0.005 | 367.0313 | 0 | 0.018 | 0 | -15.8735 | 0.005 | 1291.8381 | 0 | -0.023008 | 0 | -15.8735 | -2.9053 | 3286.33 | 0.000365 | -0.023008 | 0 | 2.0232 | 0.115 | -46.9645 | 0 | -0.031452 | 0
PIPE.3291.T10 | SA3_XTD10_PIPE | T10 | SA3 | XSDU2 | XTD10 | PIPE |  | Beam pipe holder 1.6 |  | 73 |  |  |  | 0.045 | 0.005 | 371.636 | 0 | 0 | 0 | 0.01 | 0.005 | 371.636 | 0 | 0 | 0 | -0.47842 | 0.005 | 371.6318 | 0 | -0.018 | 0 | 0.59741 | 0.005 | 371.6305 | 0 | 0.018 | 0 | -15.9793 | 0.005 | 1296.4369 | 0 | -0.023008 | 0 | -15.9793 | -2.907 | 3290.9288 | 0.000365 | -0.023008 | 0 | 1.8785 | 0.115 | -42.3667 | 0 | -0.031452 | 0
PIPE.3292.T10 | SA3_XTD10_PIPE | T10 | SA3 | XSDU2 | XTD10 | PIPE |  | Beam pipe holder 1.7 |  | 73 |  |  |  | 0.045 | 0.005 | 372.686 | 0 | 0 | 0 | 0.01 | 0.005 | 372.686 | 0 | 0 | 0 | -0.49732 | 0.005 | 372.6816 | 0 | -0.018 | 0 | 0.61631 | 0.005 | 372.6804 | 0 | 0.018 | 0 | -16.0035 | 0.005 | 1297.4866 | 0 | -0.023008 | 0 | -16.0035 | -2.9073 | 3291.9785 | 0.000365 | -0.023008 | 0 | 1.8455 | 0.115 | -41.3173 | 0 | -0.031452 | 0
PIPE.3293.T10 | SA3_XTD10_PIPE | T10 | SA3 | XSDU2 | XTD10 | PIPE |  | Beam pipe holder 1.8 |  | 73 |  |  |  | 0.045 | 0.005 | 374.056 | 0 | 0 | 0 | 0.01 | 0.005 | 374.056 | 0 | 0 | 0 | -0.52198 | 0.005 | 374.0514 | 0 | -0.018 | 0 | 0.64097 | 0.005 | 374.0501 | 0 | 0.018 | 0 | -16.035 | 0.005 | 1298.8563 | 0 | -0.023008 | 0 | -16.035 | -2.9078 | 3293.3482 | 0.000365 | -0.023008 | 0 | 1.8024 | 0.115 | -39.9479 | 0 | -0.031452 | 0
PIPE.3296.T10 | SA3_XTD10_PIPE | T10 | SA3 | XSDU2 | XTD10 | PIPE |  | Beam pipe holder 1.1 |  | 73 |  |  |  | 0.04525 | 0.004 | 376.256 | 0 | 0 | 0 | 0.01025 | 0.004 | 376.256 | 0 | 0 | 0 | -0.56133 | 0.004 | 376.251 | 0 | -0.018 | 0 | 0.68082 | 0.004 | 376.2498 | 0 | 0.018 | 0 | -16.0853 | 0.004 | 1301.0557 | 0 | -0.023008 | 0 | -16.0853 | -2.9096 | 3295.5476 | 0.000365 | -0.023008 | 0 | 1.7335 | 0.114 | -37.749 | 0 | -0.031452 | 0
PIPE.3300.T10 | SA3_XTD10_PIPE | T10 | SA3 | XSDU2 | XTD10 | PIPE |  | Beam pipe holder 1.2 |  | 73 |  |  |  | 0.04638 | 0.004 | 380.756 | 0 | 0 | 0 | 0.01138 | 0.004 | 380.756 | 0 | 0 | 0 | -0.64119 | 0.004 | 380.7503 | 0 | -0.018 | 0 | 0.76295 | 0.004 | 380.749 | 0 | 0.018 | 0 | -16.1877 | 0.004 | 1305.5545 | 0 | -0.023008 | 0 | -16.1877 | -2.9113 | 3300.0464 | 0.000365 | -0.023008 | 0 | 1.5931 | 0.114 | -33.2512 | 0 | -0.031452 | 0
PIPE.3301.T10 | SA3_XTD10_PIPE | T10 | SA3 | XSDU2 | XTD10 | PIPE |  | Beam pipe holder 1.3 |  | 73 |  |  |  | 0.04674 | 0.004 | 382.156 | 0 | 0 | 0 | 0.01174 | 0.004 | 382.156 | 0 | 0 | 0 | -0.66603 | 0.004 | 382.1501 | 0 | -0.018 | 0 | 0.7885 | 0.004 | 382.1488 | 0 | 0.018 | 0 | -16.2196 | 0.004 | 1306.9542 | 0 | -0.023008 | 0 | -16.2196 | -2.9118 | 3301.4461 | 0.000365 | -0.023008 | 0 | 1.5494 | 0.114 | -31.8519 | 0 | -0.031452 | 0
PIPE.3306.T10 | SA3_XTD10_PIPE | T10 | SA3 | XSDU2 | XTD10 | PIPE |  | Beam pipe holder 1.4 |  | 73 |  |  |  | 0.04792 | 0.004 | 386.856 | 0 | 0 | 0 | 0.01292 | 0.004 | 386.856 | 0 | 0 | 0 | -0.74945 | 0.004 | 386.8494 | 0 | -0.018 | 0 | 0.87428 | 0.004 | 386.848 | 0 | 0.018 | 0 | -16.3265 | 0.004 | 1311.6529 | 0 | -0.023008 | 0 | -16.3265 | -2.9135 | 3306.1449 | 0.000365 | -0.023008 | 0 | 1.4028 | 0.114 | -27.1542 | 0 | -0.031452 | 0
PIPE.3308.T10 | SA3_XTD10_PIPE | T10 | SA3 | XSDU2 | XTD10 | PIPE |  | Beam pipe holder 1.5 |  | 73 |  |  |  | 0.04827 | 0.004 | 388.256 | 0 | 0 | 0 | 0.01327 | 0.004 | 388.256 | 0 | 0 | 0 | -0.7743 | 0.004 | 388.2492 | 0 | -0.018 | 0 | 0.89983 | 0.004 | 388.2478 | 0 | 0.018 | 0 | -16.3584 | 0.004 | 1313.0526 | 0 | -0.023008 | 0 | -16.3584 | -2.914 | 3307.5445 | 0.000365 | -0.023008 | 0 | 1.3591 | 0.114 | -25.7549 | 0 | -0.031452 | 0
PIPE.3312.T10 | SA3_XTD10_PIPE | T10 | SA3 | XSDU2 | XTD10 | PIPE |  | Beam pipe holder 1.6 |  | 73 |  |  |  | 0.04943 | 0.0032 | 392.856 | 0 | 0 | 0 | 0.01443 | 0.0032 | 392.856 | 0 | 0 | 0 | -0.85593 | 0.0032 | 392.8484 | 0 | -0.018 | 0 | 0.98378 | 0.0032 | 392.847 | 0 | 0.018 | 0 | -16.4631 | 0.0032 | 1317.6514 | 0 | -0.023008 | 0 | -16.4631 | -2.9165 | 3312.1433 | 0.000365 | -0.023008 | 0 | 1.2156 | 0.1132 | -21.1571 | 0 | -0.031452 | 0
PIPE.3314.T10 | SA3_XTD10_PIPE | T10 | SA3 | XSDU2 | XTD10 | PIPE |  | Beam pipe holder 1.7 |  | 73 |  |  |  | 0.04978 | 0.0032 | 394.256 | 0 | 0 | 0 | 0.01478 | 0.0032 | 394.256 | 0 | 0 | 0 | -0.88078 | 0.0032 | 394.2482 | 0 | -0.018 | 0 | 1.0093 | 0.0032 | 394.2468 | 0 | 0.018 | 0 | -16.4949 | 0.0032 | 1319.051 | 0 | -0.023008 | 0 | -16.4949 | -2.917 | 3313.5429 | 0.000365 | -0.023008 | 0 | 1.172 | 0.1132 | -19.7578 | 0 | -0.031452 | 0
PIPE.3317.T10 | SA3_XTD10_PIPE | T10 | SA3 | XSDU2 | XTD10 | PIPE |  | Beam pipe holder 1.8 |  | 73 |  |  |  | 0.05075 | 0.0032 | 398.097 | 0 | 0 | 0 | 0.01575 | 0.0032 | 398.097 | 0 | 0 | 0 | -0.94895 | 0.0032 | 398.0886 | 0 | -0.018 | 0 | 1.0794 | 0.0032 | 398.0871 | 0 | 0.018 | 0 | -16.5823 | 0.0032 | 1322.891 | 0 | -0.023008 | 0 | -16.5823 | -2.9184 | 3317.3829 | 0.000365 | -0.023008 | 0 | 1.0521 | 0.1132 | -15.9187 | 0 | -0.031452 | 0
COLB-2.3319.T10 | SQS_XTD10_COLB-2 | T10 | SQS | XTD10 | XTD10 | COLB | 2 | collimator 38x31mm; x=+51mm;y=+3,2mm (DN100/100) |  | 73 | collimator 38x31mm; x=+51mm;y=+3,2mm (DN100/100) | 0.038 | 0.031 | 0.051 | 0.0032 | 399.297 | 0 | 0 | 0 | 0.016 | 0.0032 | 399.297 | 0 | 0 | 0 | -0.9703 | 0.0032 | 399.2884 | 0 | -0.018 | 0 | 1.1013 | 0.0032 | 399.2869 | 0 | 0.018 | 0 | -16.6097 | 0.0032 | 1324.0907 | 0 | -0.023008 | 0 | -16.6097 | -2.9189 | 3318.5826 | 0.000365 | -0.023008 | 0 | 1.0147 | 0.1132 | -14.7192 | 0 | -0.031452 | 0
SLIT.3319.T10 | SQS_XTD10_SLIT | T10 | SQS | XTD10 | XTD10 | SLIT |  | vertical exit slits x=+51mm;y=+3,2mm |  | 73 | vertical exit slits x=+51mm;y=+3,2mm |  |  | 0.051 | 0.0032 | 400 | 0 | 0 | 0 | 0.016 | 0.0032 | 400 | 0 | 0 | 0 | -0.98295 | 0.0032 | 399.9913 | 0 | -0.018 | 0 | 1.1139 | 0.0032 | 399.9898 | 0 | 0.018 | 0 | -16.6258 | 0.0032 | 1324.7935 | 0 | -0.023008 | 0 | -16.6258 | -2.9191 | 3319.2854 | 0.000365 | -0.023008 | 0 | 0.99254 | 0.1132 | -14.0166 | 0 | -0.031452 | 0
IMG.3319.T10 | SQS_XTD10_IMG | T10 | SQS | XTD10 | XTD10 | IMG |  | Pop-in monitor (integrated in slit) |  | 74 | Pop-in monitor (integrated in slit) |  |  | 0.051 | 0.0032 | 400 | 0 | 0 | 0 | 0.016 | 0.0032 | 400 | 0 | 0 | 0 | -0.98295 | 0.0032 | 399.9913 | 0 | -0.018 | 0 | 1.1139 | 0.0032 | 399.9898 | 0 | 0.018 | 0 | -16.6258 | 0.0032 | 1324.7935 | 0 | -0.023008 | 0 | -16.6258 | -2.9191 | 3319.2854 | 0.000365 | -0.023008 | 0 | 0.99254 | 0.1132 | -14.0166 | 0 | -0.031452 | 0
PIPE.3321.T10 | SA3_XTD10_PIPE | T10 | SA3 | XSDU2 | XTD10 | PIPE |  | Beam pipe holder 1.1 |  | 73 |  |  |  | 0.05067 | 0.003 | 401.432 | 0 | 0 | 0 | 0.01567 | 0.003 | 401.432 | 0 | 0 | 0 | -1.0091 | 0.003 | 401.4231 | 0 | -0.018 | 0 | 1.1394 | 0.003 | 401.4216 | 0 | 0.018 | 0 | -16.6591 | 0.003 | 1326.2251 | 0 | -0.023008 | 0 | -16.6591 | -2.9198 | 3320.7171 | 0.000365 | -0.023008 | 0 | 0.94718 | 0.113 | -12.5853 | 0 | -0.031452 | 0
PIPE.3324.T10 | SA3_XTD10_PIPE | T10 | SA3 | XSDU2 | XTD10 | PIPE |  | Beam pipe holder 1.2 |  | 73 |  |  |  | 0.04957 | 0.003 | 404.932 | 0 | 0 | 0 | 0.01457 | 0.003 | 404.932 | 0 | 0 | 0 | -1.0731 | 0.003 | 404.9225 | 0 | -0.018 | 0 | 1.2013 | 0.003 | 404.9211 | 0 | 0.018 | 0 | -16.7407 | 0.003 | 1329.7242 | 0 | -0.023008 | 0 | -16.7407 | -2.9211 | 3324.2161 | 0.000365 | -0.023008 | 0 | 0.83602 | 0.113 | -9.0871 | 0 | -0.031452 | 0
PIPE.3325.T10 | SA3_XTD10_PIPE | T10 | SA3 | XSDU2 | XTD10 | PIPE |  | Beam pipe holder 1.3 |  | 73 |  |  |  | 0.04929 | 0.002 | 405.822 | 0 | 0 | 0 | 0.01429 | 0.002 | 405.822 | 0 | 0 | 0 | -1.0894 | 0.002 | 405.8123 | 0 | -0.018 | 0 | 1.217 | 0.002 | 405.8109 | 0 | 0.018 | 0 | -16.7615 | 0.002 | 1330.614 | 0 | -0.023008 | 0 | -16.7615 | -2.9224 | 3325.1059 | 0.000365 | -0.023008 | 0 | 0.80775 | 0.112 | -8.1975 | 0 | -0.031452 | 0
PIPE.3330.T10 | SA3_XTD10_PIPE | T10 | SA3 | XSDU2 | XTD10 | PIPE |  | Beam pipe holder 1.4 |  | 73 |  |  |  | 0.04765 | 0.001 | 411.072 | 0 | 0 | 0 | 0.01265 | 0.001 | 411.072 | 0 | 0 | 0 | -1.1856 | 0.001 | 411.0614 | 0 | -0.018 | 0 | 1.3099 | 0.001 | 411.0601 | 0 | 0.018 | 0 | -16.8839 | 0.001 | 1335.8625 | 0 | -0.023008 | 0 | -16.8839 | -2.9254 | 3330.3544 | 0.000365 | -0.023008 | 0 | 0.64102 | 0.111 | -2.9502 | 0 | -0.031452 | 0
PIPE.3332.T10 | SA3_XTD10_PIPE | T10 | SA3 | XSDU2 | XTD10 | PIPE |  | Beam pipe holder 1.5 |  | 73 |  |  |  | 0.04722 | 0 | 412.412 | 0 | 0 | 0 | 0.01222 | 0 | 412.412 | 0 | 0 | 0 | -1.2101 | 0 | 412.4012 | 0 | -0.018 | 0 | 1.3336 | 0 | 412.3999 | 0 | 0.018 | 0 | -16.9152 | 0 | 1337.2022 | 0 | -0.023008 | 0 | -16.9152 | -2.9268 | 3331.6941 | 0.000365 | -0.023008 | 0 | 0.59845 | 0.11 | -1.6108 | 0 | -0.031452 | 0
PBLM.3332.T10 | SQS_XTD10_PBLM | T10 | SQS | XTD10 | XTD10 | PBLM |  | PBLM (DN63/DN63) x=+47mm;y=0 |  | 73 | PBLM (DN63/DN63) x=+47mm;y=0 |  |  | 0.047 | 0 | 413.2023 | 0 | 0 | 0 | 0.012 | 0 | 413.2023 | 0 | 0 | 0 | -1.2246 | 0 | 413.1914 | 0 | -0.018 | 0 | 1.3476 | 0 | 413.1901 | 0 | 0.018 | 0 | -16.9336 | 0 | 1337.9922 | 0 | -0.023008 | 0 | -16.9336 | -2.9271 | 3332.4842 | 0.000365 | -0.023008 | 0 | 0.57338 | 0.11 | -0.82094 | 0 | -0.031452 | 0
PIPE.3333.T10 | SA3_XTD10_PIPE | T10 | SA3 | XSDU2 | XTD10 | PIPE |  | Beam pipe holder 1.1, dual foot |  | 73 |  |  |  | 0.047 | 0.003 | 413.892 | 0 | 0 | 0 | 0.012 | 0.003 | 413.892 | 0 | 0 | 0 | -1.237 | 0.003 | 413.881 | 0 | -0.018 | 0 | 1.36 | 0.003 | 413.8797 | 0 | 0.018 | 0 | -16.9494 | 0.003 | 1338.6818 | 0 | -0.023008 | 0 | -16.9494 | -2.9244 | 3333.1737 | 0.000365 | -0.023008 | 0 | 0.55169 | 0.113 | -0.13158 | 0 | -0.031452 | 0
PIPE.3334.T10 | SA3_XTD10_PIPE | T10 | SA3 | XSDU2 | XTD10 | PIPE |  | Beam pipe holder 1.2, dual foot |  | 73 |  |  |  | 0.047 | 0.003 | 414.536 | 0 | 0 | 0 | 0.012 | 0.003 | 414.536 | 0 | 0 | 0 | -1.2486 | 0.003 | 414.5249 | 0 | -0.018 | 0 | 1.3716 | 0.003 | 414.5235 | 0 | 0.018 | 0 | -16.9643 | 0.003 | 1339.3256 | 0 | -0.023008 | 0 | -16.9643 | -2.9246 | 3333.8175 | 0.000365 | -0.023008 | 0 | 0.53144 | 0.113 | 0.5121 | 0 | -0.031452 | 0
IMGPI-1.3334.T10 | SQS_XTD10_IMGPI-1 | T10 | SQS | XTD10 | XTD10 | IMGPI | 1 | Pop-in monitor (type I) bellows incl. x=+47mm;y=0 |  | 74 | Pop-in monitor (type I) bellows incl. x=+47mm;y=0 |  |  | 0.0435 | 0 | 415.096 | 0 | 0 | 0 | 0.0085 | 0 | 415.096 | 0 | 0 | 0 | -1.2622 | 0 | 415.0847 | 0 | -0.018 | 0 | 1.3782 | 0 | 415.0835 | 0 | 0.018 | 0 | -16.9806 | 0 | 1339.8854 | 0 | -0.023008 | 0 | -16.9806 | -2.9278 | 3334.3773 | 0.000365 | -0.023008 | 0 | 0.51033 | 0.11 | 1.0717 | 0 | -0.031452 | 0
SHUT-1.3335.T10 | SQS_XTD10_SHUT-1 | T10 | SQS | XTD10 | XTD10 | SHUT | 1 | Front end type I x=+47mm;y=0 |  | 73 | Front end type I x=+47mm;y=0 | 0.03 | 0.03 | 0.047 | 0 | 416.2185 | 0 | 0 | 0 | 0.012 | 0 | 416.2185 | 0 | 0 | 0 | -1.2789 | 0 | 416.2071 | 0 | -0.018 | 0 | 1.4019 | 0 | 416.2058 | 0 | 0.018 | 0 | -17.003 | 0 | 1341.0076 | 0 | -0.023008 | 0 | -17.003 | -2.9282 | 3335.4996 | 0.000365 | -0.023008 | 0 | 0.47853 | 0.11 | 2.1938 | 0 | -0.031452 | 0
PIPE.3337.T10 | SQS_XTD10_PIPE | T10 | SQS | XHEXP1 | XTD10 | PIPE |  | Beam pipe holder tunnel |  | 73 | Beam pipe holder tunnel |  |  | 0.047 | 0 | 417.4303 | 0 | 0 | 0 | 0.012 | 0 | 417.4303 | 0 | 0 | 0 | -1.3007 | 0 | 417.4187 | 0 | -0.018 | 0 | 1.4237 | 0 | 417.4174 | 0 | 0.018 | 0 | -17.0308 | 0 | 1342.2191 | 0 | -0.023008 | 0 | -17.0308 | -2.9287 | 3336.711 | 0.000365 | -0.023008 | 0 | 0.44042 | 0.11 | 3.405 | 0 | -0.031452 | 0
PIPE.3338.SQS | SQS_XTD10_PIPE | SQS | SQS | XHEXP1 | XTD10 | PIPE |  | Beam pipe holder Exphall |  | 73 | Beam pipe holder Exphall |  |  | 0.047 | 0 | 418.6423 | 0 | 0 | 0 | 0.012 | 0 | 418.6423 | 0 | 0 | 0 | -1.3225 | 0 | 418.6305 | 0 | -0.018 | 0 | 1.4455 | 0 | 418.6292 | 0 | 0.018 | 0 | -17.0587 | 0 | 1343.4308 | 0 | -0.023008 | 0 | -17.0587 | -2.9291 | 3337.9227 | 0.000365 | -0.023008 | 0 | 0.40231 | 0.11 | 4.6164 | 0 | -0.031452 | 0
STARTm.3274.T10SQS2 | SQS2_XTD10_STARTm | T10SQS2 | SQS2 | XTD10 | XTD10 | STARTm |  | beam pipe DN100 x=+45mm |  | 73 | beam pipe DN100 x=+45mm |  |  | 0.22492 | 0.005 | 354.4943 | 0 | 0.018 | 0 | 0.18992 | 0.005 | 354.4943 | 0 | 0.018 | 0 | 0.01 | 0.005 | 354.4961 | 0 | 0 | 0 | 0.46877 | 0.005 | 354.4884 | 0 | 0.036 | 0 | -15.4051 | 0.005 | 1279.3039 | 0 | -0.0050077 | 0 | -15.4051 | -2.9007 | 3273.7958 | 0.000365 | -0.0050077 | 0 | 2.5974 | 0.115 | -59.4943 | 0 | -0.013452 | 0
ENDm.3292.T10SQS2 | SQS2_XTD10_ENDm | T10SQS2 | SQS2 | XTD10 | XTD10 | ENDm |  | beam pipe DN100 |  |  | beam pipe DN100 |  |  | 0.55916 | 0.005 | 373.0613 | 0 | 0.018 | 0 | 0.52416 | 0.005 | 373.0613 | 0 | 0.018 | 0 | 0.01 | 0.005 | 373.0661 | 0 | 0 | 0 | 1.1371 | 0.005 | 373.0463 | 0 | 0.036 | 0 | -15.4981 | 0.005 | 1297.8736 | 0 | -0.0050077 | 0 | -15.4981 | -2.9075 | 3292.3656 | 0.000365 | -0.0050077 | 0 | 2.3476 | 0.115 | -40.926 | 0 | -0.013452 | 0
STARTm.3293.T10SQS2 | SQS2_XTD10_STARTm | T10SQS2 | SQS2 | XTD10 | XTD10 | STARTm |  | beam pipe DN100 x=+45mm;y=+5mm |  | 73 | beam pipe DN100 x=+45mm;y=+5mm |  |  | 0.56996 | 0.005 | 373.6612 | 0 | 0.018 | 0 | 0.53496 | 0.005 | 373.6612 | 0 | 0.018 | 0 | 0.01 | 0.005 | 373.6661 | 0 | 0 | 0 | 1.1587 | 0.005 | 373.646 | 0 | 0.036 | 0 | -15.5011 | 0.005 | 1298.4736 | 0 | -0.0050077 | 0 | -15.5011 | -2.9077 | 3292.9656 | 0.000365 | -0.0050077 | 0 | 2.3395 | 0.115 | -40.326 | 0 | -0.013452 | 0
ENDm.3318.T10SQS2 | SQS2_XTD10_ENDm | T10SQS2 | SQS2 | XTD10 | XTD10 | ENDm |  | beam pipe DN100 x=+51mm;y=3,2mm |  |  | beam pipe DN100 x=+51mm;y=3,2mm |  |  | 1.0337 | 0.0032 | 399.0879 | 0 | 0.018 | 0 | 0.99869 | 0.0032 | 399.0879 | 0 | 0.018 | 0 | 0.016 | 0.0032 | 399.097 | 0 | 0 | 0 | 2.0801 | 0.0032 | 399.0602 | 0 | 0.036 | 0 | -15.6224 | 0.0032 | 1323.9042 | 0 | -0.0050077 | 0 | -15.6224 | -2.9188 | 3318.3962 | 0.000365 | -0.0050077 | 0 | 2.0034 | 0.1132 | -14.8974 | 0 | -0.013452 | 0
COLB-4.3319.T10SQS2 | SQS2_XTD10_COLB-4 | T10SQS2 | SQS2 | XTD10 | XTD10 | COLB | 4 | collimator 38x31mm; x=+51mm;y=+3,2mm (DN100/100) |  | 73 | collimator 38x31mm; x=+51mm;y=+3,2mm (DN100/100) |  |  | 1.0373 | 0.0032 | 399.2878 | 0 | 0.018 | 0 | 1.0023 | 0.0032 | 399.2878 | 0 | 0.018 | 0 | 0.016 | 0.0032 | 399.297 | 0 | 0 | 0 | 2.0873 | 0.0032 | 399.26 | 0 | 0.036 | 0 | -15.6234 | 0.0032 | 1324.1042 | 0 | -0.0050077 | 0 | -15.6234 | -2.9189 | 3318.5962 | 0.000365 | -0.0050077 | 0 | 2.0007 | 0.1132 | -14.6974 | 0 | -0.013452 | 0
SLIT.3319.T10SQS2 | SQS2_XTD10_SLIT | T10SQS2 | SQS2 | XTD10 | XTD10 | SLIT |  | vertical exit slits x=+51mm;y=+3,2mm |  | 73 | vertical exit slits x=+51mm;y=+3,2mm |  |  | 1.0499 | 0.0032 | 399.9907 | 0 | 0.018 | 0 | 1.0149 | 0.0032 | 399.9907 | 0 | 0.018 | 0 | 0.016 | 0.0032 | 400 | 0 | 0 | 0 | 2.1126 | 0.0032 | 399.9626 | 0 | 0.036 | 0 | -15.627 | 0.0032 | 1324.8072 | 0 | -0.0050077 | 0 | -15.627 | -2.9191 | 3319.2992 | 0.000365 | -0.0050077 | 0 | 1.9913 | 0.1132 | -13.9944 | 0 | -0.013452 | 0
IMG.3319.T10SQS2 | SQS2_XTD10_IMG | T10SQS2 | SQS2 | XTD10 | XTD10 | IMG |  | Pop-in monitor (int.) x=+51mm;y=3,2mm |  | 74 | Pop-in monitor (int.) x=+51mm;y=3,2mm |  |  | 1.0499 | 0.0032 | 399.9907 | 0 | 0.018 | 0 | 1.0149 | 0.0032 | 399.9907 | 0 | 0.018 | 0 | 0.016 | 0.0032 | 400 | 0 | 0 | 0 | 2.1126 | 0.0032 | 399.9626 | 0 | 0.036 | 0 | -15.627 | 0.0032 | 1324.8072 | 0 | -0.0050077 | 0 | -15.627 | -2.9191 | 3319.2992 | 0.000365 | -0.0050077 | 0 | 1.9913 | 0.1132 | -13.9944 | 0 | -0.013452 | 0
PBLM.3320.T10SQS2 | SQS2_XTD10_PBLM | T10SQS2 | SQS2 | XTD10 | XTD10 | PBLM |  | [OPTION:PBLM] x=+47mm;y=0 |  | 73 | [OPTION:PBLM] x=+47mm;y=0 |  |  | 1.064 | 0 | 400.9926 | 0 | 0.018 | 0 | 1.029 | 0 | 400.9926 | 0 | 0.018 | 0 | 0.012 | 0 | 401.002 | 0 | 0 | 0 | 2.1446 | 0 | 400.9641 | 0 | 0.036 | 0 | -15.636 | 0 | 1325.8092 | 0 | -0.0050077 | 0 | -15.636 | -2.9227 | 3320.3011 | 0.000365 | -0.0050077 | 0 | 1.9738 | 0.11 | -12.9926 | 0 | -0.013452 | 0
STARTm.3321.T10SQS2 | SQS2_XTD10_STARTm | T10SQS2 | SQS2 | XTD10 | XTD10 | STARTm |  | beam pipe DN63 x=+47mm;y=0mm |  | 73 | beam pipe DN63 x=+47mm;y=0mm |  |  | 1.0694 | 0 | 401.2926 | 0 | 0.018 | 0 | 1.0344 | 0 | 401.2926 | 0 | 0.018 | 0 | 0.012 | 0 | 401.302 | 0 | 0 | 0 | 2.1554 | 0 | 401.2639 | 0 | 0.036 | 0 | -15.6375 | 0 | 1326.1092 | 0 | -0.0050077 | 0 | -15.6375 | -2.9228 | 3320.6011 | 0.000365 | -0.0050077 | 0 | 1.9698 | 0.11 | -12.6926 | 0 | -0.013452 | 0
MIRR.3325.T10SQS2 | SQS2_XTD10_MIRR | T10SQS2 | SQS2 | XTD10 | XTD10 | MIRR |  | refocussing optic x=+47mm;y=0 ??? |  | 73 | refocussing optic x=+47mm;y=0 ??? |  |  | 1.1539 | 0 | 405.9898 | 0 | 0.018 | 0 | 1.1189 | 0 | 405.9898 | 0 | 0.018 | 0 | 0.012 | 0 | 406 | 0 | 0 | 0 | 2.3245 | 0 | 405.9588 | 0 | 0.036 | 0 | -15.661 | 0 | 1330.8071 | 0 | -0.0050077 | 0 | -15.661 | -2.9245 | 3325.2991 | 0.000365 | -0.0050077 | 0 | 1.9066 | 0.11 | -7.995 | 0 | -0.013452 | 0
STARTm.3326.T10SQS2 | SQS2_XTD10_STARTm | T10SQS2 | SQS2 | XTD10 | XTD10 | STARTm |  | beam pipe DN63 x=+47mm;y=0mm |  | 73 | beam pipe DN63 x=+47mm;y=0mm |  |  | 1.1629 | 0 | 406.4897 | 0 | 0.018 | 0 | 1.1279 | 0 | 406.4897 | 0 | 0.018 | 0 | 0.012 | 0 | 406.5 | 0 | 0 | 0 | 2.3425 | 0 | 406.4585 | 0 | 0.036 | 0 | -15.6635 | 0 | 1331.3071 | 0 | -0.0050077 | 0 | -15.6635 | -2.9247 | 3325.799 | 0.000365 | -0.0050077 | 0 | 1.8999 | 0.11 | -7.4951 | 0 | -0.013452 | 0
IMGPI-2.3334.T10SQS2 | SQS2_XTD10_IMGPI-2 | T10SQS2 | SQS2 | XTD10 | XTD10 | IMGPI | 2 | Pop-in monitor (type I) x=+47mm;y=0 bellows incl. |  | 74 | Pop-in monitor (type I) x=+47mm;y=0 bellows incl. |  |  | 1.317 | 0 | 415.0472 | 0 | 0.018 | 0 | 1.282 | 0 | 415.0472 | 0 | 0.018 | 0 | 0.012 | 0 | 415.0588 | 0 | 0 | 0 | 2.6506 | 0 | 415.0118 | 0 | 0.036 | 0 | -15.7064 | 0 | 1339.8658 | 0 | -0.0050077 | 0 | -15.7064 | -2.9278 | 3334.3577 | 0.000365 | -0.0050077 | 0 | 1.7847 | 0.11 | 1.0629 | 0 | -0.013452 | 0
SHUT-2.3335.T10SQS2 | SQS2_XTD10_SHUT-2 | T10SQS2 | SQS2 | XTD10 | XTD10 | SHUT | 2 | Front end type I x=+47mm;y=0 |  | 73 | Front end type I x=+47mm;y=0 |  |  | 1.3372 | 0 | 416.1695 | 0 | 0.018 | 0 | 1.3022 | 0 | 416.1695 | 0 | 0.018 | 0 | 0.012 | 0 | 416.1813 | 0 | 0 | 0 | 2.691 | 0 | 416.1335 | 0 | 0.036 | 0 | -15.712 | 0 | 1340.9883 | 0 | -0.0050077 | 0 | -15.712 | -2.9282 | 3335.4802 | 0.000365 | -0.0050077 | 0 | 1.7696 | 0.11 | 2.1853 | 0 | -0.013452 | 0
PIPE.3337.T10SQS2 | SQS2_XTD10_PIPE | T10SQS2 | SQS2 | XTD10 | XTD10 | PIPE |  | Beam pipe holder tunnel |  | 73 | Beam pipe holder tunnel |  |  | 1.3591 | 0 | 417.3883 | 0 | 0.018 | 0 | 1.3241 | 0 | 417.3883 | 0 | 0.018 | 0 | 0.012 | 0 | 417.4003 | 0 | 0 | 0 | 2.7348 | 0 | 417.3517 | 0 | 0.036 | 0 | -15.7181 | 0 | 1342.2073 | 0 | -0.0050077 | 0 | -15.7181 | -2.9287 | 3336.6992 | 0.000365 | -0.0050077 | 0 | 1.7532 | 0.11 | 3.4042 | 0 | -0.013452 | 0
PIPE.3338.SQS2 | SQS2_XTD10_PIPE | SQS2 | SQS2 | XTD10 | XTD10 | PIPE |  | Beam pipe holder Exphall |  | 73 | Beam pipe holder Exphall |  |  | 1.3809 | 0 | 418.6001 | 0 | 0.018 | 0 | 1.3459 | 0 | 418.6001 | 0 | 0.018 | 0 | 0.012 | 0 | 418.6123 | 0 | 0 | 0 | 2.7785 | 0 | 418.563 | 0 | 0.036 | 0 | -15.7242 | 0 | 1343.4193 | 0 | -0.0050077 | 0 | -15.7242 | -2.9291 | 3337.9112 | 0.000365 | -0.0050077 | 0 | 1.7369 | 0.11 | 4.6161 | 0 | -0.013452 | 0
PIPE.3270.T10SCS | SCS_XTD10_PIPE | T10SCS | SCS | XTD10 | XTD10 | PIPE |  | Beam pipe holder 1.1 |  | 73 |  |  |  | -0.16415 | 0.005 | 350.6183 | 0 | -0.018 | 0 | -0.19915 | 0.005 | 350.6183 | 0 | -0.018 | 0 | -0.30924 | 0.005 | 350.6137 | 0 | -0.036 | 0 | 0.01 | 0.005 | 350.62 | 0 | 0 | 0 | -15.7049 | 0.005 | 1275.4199 | 0 | -0.041008 | 0 | -15.7049 | -2.8993 | 3269.9119 | 0.000365 | -0.041008 | 0 | 2.3304 | 0.115 | -63.3806 | 0 | -0.049452 | 0
PIPE.3275.T10SCS | SCS_XTD10_PIPE | T10SCS | SCS | XTD10 | XTD10 | PIPE |  | Beam pipe holder 1.2 |  | 73 |  |  |  | -0.24695 | 0.005 | 355.2176 | 0 | -0.018 | 0 | -0.28195 | 0.005 | 355.2176 | 0 | -0.018 | 0 | -0.47481 | 0.005 | 355.2107 | 0 | -0.036 | 0 | 0.01 | 0.005 | 355.22 | 0 | 0 | 0 | -15.8935 | 0.005 | 1280.0161 | 0 | -0.041008 | 0 | -15.8935 | -2.901 | 3274.508 | 0.000365 | -0.041008 | 0 | 2.103 | 0.115 | -58.7863 | 0 | -0.049452 | 0
PIPE.3276.T10SCS | SCS_XTD10_PIPE | T10SCS | SCS | XTD10 | XTD10 | PIPE |  | Beam pipe holder 1.3 |  | 73 |  |  |  | -0.27214 | 0.005 | 356.6173 | 0 | -0.018 | 0 | -0.30714 | 0.005 | 356.6173 | 0 | -0.018 | 0 | -0.52519 | 0.005 | 356.6098 | 0 | -0.036 | 0 | 0.01 | 0.005 | 356.62 | 0 | 0 | 0 | -15.9509 | 0.005 | 1281.4149 | 0 | -0.041008 | 0 | -15.9509 | -2.9015 | 3275.9068 | 0.000365 | -0.041008 | 0 | 2.0338 | 0.115 | -57.388 | 0 | -0.049452 | 0
PIPE.3281.T10SCS | SCS_XTD10_PIPE | T10SCS | SCS | XTD10 | XTD10 | PIPE |  | Beam pipe holder 1.4 |  | 73 |  |  |  | -0.35494 | 0.005 | 361.2166 | 0 | -0.018 | 0 | -0.38994 | 0.005 | 361.2166 | 0 | -0.018 | 0 | -0.69076 | 0.005 | 361.2069 | 0 | -0.036 | 0 | 0.01 | 0.005 | 361.22 | 0 | 0 | 0 | -16.1394 | 0.005 | 1286.011 | 0 | -0.041008 | 0 | -16.1394 | -2.9032 | 3280.503 | 0.000365 | -0.041008 | 0 | 1.8064 | 0.115 | -52.7936 | 0 | -0.049452 | 0
PIPE.3282.T10SCS | SCS_XTD10_PIPE | T10SCS | SCS | XTD10 | XTD10 | PIPE |  | Beam pipe holder 1.5 |  | 73 |  |  |  | -0.38014 | 0.005 | 362.6164 | 0 | -0.018 | 0 | -0.41514 | 0.005 | 362.6164 | 0 | -0.018 | 0 | -0.74115 | 0.005 | 362.6059 | 0 | -0.036 | 0 | 0.01 | 0.005 | 362.62 | 0 | 0 | 0 | -16.1968 | 0.005 | 1287.4099 | 0 | -0.041008 | 0 | -16.1968 | -2.9037 | 3281.9018 | 0.000365 | -0.041008 | 0 | 1.7372 | 0.115 | -51.3953 | 0 | -0.049452 | 0
PIPE.3286.T10SCS | SCS_XTD10_PIPE | T10SCS | SCS | XTD10 | XTD10 | PIPE |  | Beam pipe holder 1.6 |  | 73 |  |  |  | -0.46293 | 0.005 | 367.2156 | 0 | -0.018 | 0 | -0.49793 | 0.005 | 367.2156 | 0 | -0.018 | 0 | -0.90671 | 0.005 | 367.203 | 0 | -0.036 | 0 | 0.01 | 0.005 | 367.22 | 0 | 0 | 0 | -16.3854 | 0.005 | 1292.006 | 0 | -0.041008 | 0 | -16.3854 | -2.9053 | 3286.4979 | 0.000365 | -0.041008 | 0 | 1.5098 | 0.115 | -46.8009 | 0 | -0.049452 | 0
PIPE.3288.T10SCS | SCS_XTD10_PIPE | T10SCS | SCS | XTD10 | XTD10 | PIPE |  | Beam pipe holder 1.7 |  | 73 |  |  |  | -0.48453 | 0.005 | 368.4154 | 0 | -0.018 | 0 | -0.51953 | 0.005 | 368.4154 | 0 | -0.018 | 0 | -0.9499 | 0.005 | 368.4022 | 0 | -0.036 | 0 | 0.01 | 0.005 | 368.42 | 0 | 0 | 0 | -16.4346 | 0.005 | 1293.205 | 0 | -0.041008 | 0 | -16.4346 | -2.9058 | 3287.6969 | 0.000365 | -0.041008 | 0 | 1.4505 | 0.115 | -45.6024 | 0 | -0.049452 | 0
PIPE.3290.T10SCS | SCS_XTD10_PIPE | T10SCS | SCS | XTD10 | XTD10 | PIPE |  | Beam pipe holder 1.1 |  | 73 |  |  |  | -0.52949 | 0.005 | 370.995 | 0 | -0.018 | 0 | -0.56449 | 0.005 | 370.995 | 0 | -0.018 | 0 | -1.0413 | 0.005 | 370.9806 | 0 | -0.036 | 0 | 0.01148 | 0.005 | 371 | 0 | 0 | 0 | -16.5389 | 0.005 | 1295.7829 | 0 | -0.041008 | 0 | -16.5389 | -2.9067 | 3290.2748 | 0.000365 | -0.041008 | 0 | 1.3244 | 0.115 | -43.0255 | 0 | -0.049452 | 0
PIPE.3292.T10SCS | SCS_XTD10_PIPE | T10SCS | SCS | XTD10 | XTD10 | PIPE |  | Beam pipe holder 1.2 |  | 73 |  |  |  | -0.55834 | 0.005 | 372.7498 | 0 | -0.018 | 0 | -0.59334 | 0.005 | 372.7498 | 0 | -0.018 | 0 | -1.1017 | 0.005 | 372.7345 | 0 | -0.036 | 0 | 0.01422 | 0.005 | 372.755 | 0 | 0 | 0 | -16.6081 | 0.005 | 1297.5365 | 0 | -0.041008 | 0 | -16.6081 | -2.9074 | 3292.0284 | 0.000365 | -0.041008 | 0 | 1.2404 | 0.115 | -41.2725 | 0 | -0.049452 | 0
SLIT.3293.T10SCS | SCS_XTD10_SLIT | T10SCS | SCS | XTD10 | XTD10 | SLIT |  | Horizontal slit x=+50,7mm;y=+5mm |  | 73 | Horizontal slit x=+50,7mm;y=+5mm |  |  | -0.57927 | 0.005 | 373.9946 | 0 | -0.018 | 0 | -0.61427 | 0.005 | 373.9946 | 0 | -0.018 | 0 | -1.145 | 0.005 | 373.9788 | 0 | -0.036 | 0 | 0.0157 | 0.005 | 374 | 0 | 0 | 0 | -16.6577 | 0.005 | 1298.7805 | 0 | -0.041008 | 0 | -16.6577 | -2.9078 | 3293.2724 | 0.000365 | -0.041008 | 0 | 1.1804 | 0.115 | -40.0289 | 0 | -0.049452 | 0
PIPE.3270.T10SCS | SCS_XTD10_PIPE | T10SCS | SCS | XTD10 | XTD10 | PIPE |  | Beam pipe holder 1.1 |  | 73 |  |  |  | -0.16415 | 0.005 | 350.6183 | 0 | -0.018 | 0 | -0.19915 | 0.005 | 350.6183 | 0 | -0.018 | 0 | -0.30924 | 0.005 | 350.6137 | 0 | -0.036 | 0 | 0.01 | 0.005 | 350.62 | 0 | 0 | 0 | -15.7049 | 0.005 | 1275.4199 | 0 | -0.041008 | 0 | -15.7049 | -2.8993 | 3269.9119 | 0.000365 | -0.041008 | 0 | 2.3304 | 0.115 | -63.3806 | 0 | -0.049452 | 0
PIPE.3275.T10SCS | SCS_XTD10_PIPE | T10SCS | SCS | XTD10 | XTD10 | PIPE |  | Beam pipe holder 1.2 |  | 73 |  |  |  | -0.24695 | 0.005 | 355.2176 | 0 | -0.018 | 0 | -0.28195 | 0.005 | 355.2176 | 0 | -0.018 | 0 | -0.47481 | 0.005 | 355.2107 | 0 | -0.036 | 0 | 0.01 | 0.005 | 355.22 | 0 | 0 | 0 | -15.8935 | 0.005 | 1280.0161 | 0 | -0.041008 | 0 | -15.8935 | -2.901 | 3274.508 | 0.000365 | -0.041008 | 0 | 2.103 | 0.115 | -58.7863 | 0 | -0.049452 | 0
PIPE.3276.T10SCS | SCS_XTD10_PIPE | T10SCS | SCS | XTD10 | XTD10 | PIPE |  | Beam pipe holder 1.3 |  | 73 |  |  |  | -0.27214 | 0.005 | 356.6173 | 0 | -0.018 | 0 | -0.30714 | 0.005 | 356.6173 | 0 | -0.018 | 0 | -0.52519 | 0.005 | 356.6098 | 0 | -0.036 | 0 | 0.01 | 0.005 | 356.62 | 0 | 0 | 0 | -15.9509 | 0.005 | 1281.4149 | 0 | -0.041008 | 0 | -15.9509 | -2.9015 | 3275.9068 | 0.000365 | -0.041008 | 0 | 2.0338 | 0.115 | -57.388 | 0 | -0.049452 | 0
PIPE.3281.T10SCS | SCS_XTD10_PIPE | T10SCS | SCS | XTD10 | XTD10 | PIPE |  | Beam pipe holder 1.4 |  | 73 |  |  |  | -0.35494 | 0.005 | 361.2166 | 0 | -0.018 | 0 | -0.38994 | 0.005 | 361.2166 | 0 | -0.018 | 0 | -0.69076 | 0.005 | 361.2069 | 0 | -0.036 | 0 | 0.01 | 0.005 | 361.22 | 0 | 0 | 0 | -16.1394 | 0.005 | 1286.011 | 0 | -0.041008 | 0 | -16.1394 | -2.9032 | 3280.503 | 0.000365 | -0.041008 | 0 | 1.8064 | 0.115 | -52.7936 | 0 | -0.049452 | 0
PIPE.3282.T10SCS | SCS_XTD10_PIPE | T10SCS | SCS | XTD10 | XTD10 | PIPE |  | Beam pipe holder 1.5 |  | 73 |  |  |  | -0.38014 | 0.005 | 362.6164 | 0 | -0.018 | 0 | -0.41514 | 0.005 | 362.6164 | 0 | -0.018 | 0 | -0.74115 | 0.005 | 362.6059 | 0 | -0.036 | 0 | 0.01 | 0.005 | 362.62 | 0 | 0 | 0 | -16.1968 | 0.005 | 1287.4099 | 0 | -0.041008 | 0 | -16.1968 | -2.9037 | 3281.9018 | 0.000365 | -0.041008 | 0 | 1.7372 | 0.115 | -51.3953 | 0 | -0.049452 | 0
PIPE.3286.T10SCS | SCS_XTD10_PIPE | T10SCS | SCS | XTD10 | XTD10 | PIPE |  | Beam pipe holder 1.6 |  | 73 |  |  |  | -0.46293 | 0.005 | 367.2156 | 0 | -0.018 | 0 | -0.49793 | 0.005 | 367.2156 | 0 | -0.018 | 0 | -0.90671 | 0.005 | 367.203 | 0 | -0.036 | 0 | 0.01 | 0.005 | 367.22 | 0 | 0 | 0 | -16.3854 | 0.005 | 1292.006 | 0 | -0.041008 | 0 | -16.3854 | -2.9053 | 3286.4979 | 0.000365 | -0.041008 | 0 | 1.5098 | 0.115 | -46.8009 | 0 | -0.049452 | 0
PIPE.3288.T10SCS | SCS_XTD10_PIPE | T10SCS | SCS | XTD10 | XTD10 | PIPE |  | Beam pipe holder 1.7 |  | 73 |  |  |  | -0.48453 | 0.005 | 368.4154 | 0 | -0.018 | 0 | -0.51953 | 0.005 | 368.4154 | 0 | -0.018 | 0 | -0.9499 | 0.005 | 368.4022 | 0 | -0.036 | 0 | 0.01 | 0.005 | 368.42 | 0 | 0 | 0 | -16.4346 | 0.005 | 1293.205 | 0 | -0.041008 | 0 | -16.4346 | -2.9058 | 3287.6969 | 0.000365 | -0.041008 | 0 | 1.4505 | 0.115 | -45.6024 | 0 | -0.049452 | 0
PIPE.3288.T10SCS | SCS_XTD10_PIPE | T10SCS | SCS | XTD10 | XTD10 | PIPE |  | Beam pipe holder 1.8 |  | 73 |  |  |  | -0.48453 | 0.005 | 368.4154 | 0 | -0.018 | 0 | -0.51953 | 0.005 | 368.4154 | 0 | -0.018 | 0 | -0.9499 | 0.005 | 368.4022 | 0 | -0.036 | 0 | 0.01 | 0.005 | 368.42 | 0 | 0 | 0 | -16.4346 | 0.005 | 1293.205 | 0 | -0.041008 | 0 | -16.4346 | -2.9058 | 3287.6969 | 0.000365 | -0.041008 | 0 | 1.4505 | 0.115 | -45.6024 | 0 | -0.049452 | 0
PIPE.3290.T10SCS | SCS_XTD10_PIPE | T10SCS | SCS | XTD10 | XTD10 | PIPE |  | Beam pipe holder 1.1 |  | 73 |  |  |  | -0.53097 | 0.005 | 370.995 | 0 | -0.018 | 0 | -0.56597 | 0.005 | 370.995 | 0 | -0.018 | 0 | -1.0428 | 0.005 | 370.9805 | 0 | -0.036 | 0 | 0.01 | 0.005 | 371 | 0 | 0 | 0 | -16.5404 | 0.005 | 1295.7828 | 0 | -0.041008 | 0 | -16.5404 | -2.9067 | 3290.2747 | 0.000365 | -0.041008 | 0 | 1.323 | 0.115 | -43.0255 | 0 | -0.049452 | 0
PIPE.3292.T10SCS | SCS_XTD10_PIPE | T10SCS | SCS | XTD10 | XTD10 | PIPE |  | Beam pipe holder 1.2 |  | 73 |  |  |  | -0.56256 | 0.005 | 372.7497 | 0 | -0.018 | 0 | -0.59756 | 0.005 | 372.7497 | 0 | -0.018 | 0 | -1.1059 | 0.005 | 372.7344 | 0 | -0.036 | 0 | 0.01 | 0.005 | 372.755 | 0 | 0 | 0 | -16.6123 | 0.005 | 1297.5363 | 0 | -0.041008 | 0 | -16.6123 | -2.9074 | 3292.0283 | 0.000365 | -0.041008 | 0 | 1.2362 | 0.115 | -41.2727 | 0 | -0.049452 | 0
PIPE.3295.T10SCS | SCS_XTD10_PIPE | T10SCS | SCS | XTD10 | XTD10 | PIPE |  | Beam pipe holder 1.1 |  | 73 |  |  |  | -0.60738 | 0.005 | 375.2393 | 0 | -0.018 | 0 | -0.64238 | 0.005 | 375.2393 | 0 | -0.018 | 0 | -1.1956 | 0.005 | 375.2228 | 0 | -0.036 | 0 | 0.01 | 0.005 | 375.245 | 0 | 0 | 0 | -16.7144 | 0.005 | 1300.0242 | 0 | -0.041008 | 0 | -16.7144 | -2.9083 | 3294.5162 | 0.000365 | -0.041008 | 0 | 1.1131 | 0.115 | -38.7857 | 0 | -0.049452 | 0
PIPE.3299.T10SCS | SCS_XTD10_PIPE | T10SCS | SCS | XTD10 | XTD10 | PIPE |  | Beam pipe holder 1.2 |  | 73 |  |  |  | -0.69017 | 0.005 | 379.8386 | 0 | -0.018 | 0 | -0.72517 | 0.005 | 379.8386 | 0 | -0.018 | 0 | -1.3611 | 0.005 | 379.8198 | 0 | -0.036 | 0 | 0.01 | 0.005 | 379.845 | 0 | 0 | 0 | -16.903 | 0.005 | 1304.6204 | 0 | -0.041008 | 0 | -16.903 | -2.9099 | 3299.1123 | 0.000365 | -0.041008 | 0 | 0.88575 | 0.115 | -34.1914 | 0 | -0.049452 | 0
PIPE.3301.T10SCS | SCS_XTD10_PIPE | T10SCS | SCS | XTD10 | XTD10 | PIPE |  | Beam pipe holder 1.3 |  | 73 |  |  |  | -0.71537 | 0.005 | 381.2383 | 0 | -0.018 | 0 | -0.75037 | 0.005 | 381.2383 | 0 | -0.018 | 0 | -1.4115 | 0.005 | 381.2189 | 0 | -0.036 | 0 | 0.01 | 0.005 | 381.245 | 0 | 0 | 0 | -16.9604 | 0.005 | 1306.0192 | 0 | -0.041008 | 0 | -16.9604 | -2.9105 | 3300.5111 | 0.000365 | -0.041008 | 0 | 0.81654 | 0.115 | -32.7931 | 0 | -0.049452 | 0
PIPE.3305.T10SCS | SCS_XTD10_PIPE | T10SCS | SCS | XTD10 | XTD10 | PIPE |  | Beam pipe holder 1.4 |  | 73 |  |  |  | -0.79817 | 0.005 | 385.8376 | 0 | -0.018 | 0 | -0.83317 | 0.005 | 385.8376 | 0 | -0.018 | 0 | -1.5771 | 0.005 | 385.8159 | 0 | -0.036 | 0 | 0.01 | 0.005 | 385.845 | 0 | 0 | 0 | -17.149 | 0.005 | 1310.6153 | 0 | -0.041008 | 0 | -17.149 | -2.9121 | 3305.1073 | 0.000365 | -0.041008 | 0 | 0.58916 | 0.115 | -28.1987 | 0 | -0.049452 | 0
PIPE.3307.T10SCS | SCS_XTD10_PIPE | T10SCS | SCS | XTD10 | XTD10 | PIPE |  | Beam pipe holder 1.5 |  | 73 |  |  |  | -0.82436 | 0.005 | 387.2373 | 0 | -0.018 | 0 | -0.85936 | 0.005 | 387.2373 | 0 | -0.018 | 0 | -1.6285 | 0.005 | 387.215 | 0 | -0.036 | 0 | 0.009 | 0.005 | 387.245 | 0 | 0 | 0 | -17.2074 | 0.005 | 1312.0141 | 0 | -0.041008 | 0 | -17.2074 | -2.9126 | 3306.506 | 0.000365 | -0.041008 | 0 | 0.51895 | 0.115 | -26.8005 | 0 | -0.049452 | 0
PIPE.3311.T10SCS | SCS_XTD10_PIPE | T10SCS | SCS | XTD10 | XTD10 | PIPE |  | Beam pipe holder 1.6 |  | 73 |  |  |  | -0.90716 | 0.0032 | 391.8366 | 0 | -0.018 | 0 | -0.94216 | 0.0032 | 391.8366 | 0 | -0.018 | 0 | -1.794 | 0.0032 | 391.812 | 0 | -0.036 | 0 | 0.009 | 0.0032 | 391.845 | 0 | 0 | 0 | -17.3959 | 0.0032 | 1316.6103 | 0 | -0.041008 | 0 | -17.3959 | -2.9161 | 3311.1022 | 0.000365 | -0.041008 | 0 | 0.29157 | 0.1132 | -22.2061 | 0 | -0.049452 | 0
PIPE.3313.T10SCS | SCS_XTD10_PIPE | T10SCS | SCS | XTD10 | XTD10 | PIPE |  | Beam pipe holder 1.7 |  | 73 |  |  |  | -0.93236 | 0.0032 | 393.2364 | 0 | -0.018 | 0 | -0.96736 | 0.0032 | 393.2364 | 0 | -0.018 | 0 | -1.8444 | 0.0032 | 393.2111 | 0 | -0.036 | 0 | 0.009 | 0.0032 | 393.245 | 0 | 0 | 0 | -17.4533 | 0.0032 | 1318.0091 | 0 | -0.041008 | 0 | -17.4533 | -2.9166 | 3312.501 | 0.000365 | -0.041008 | 0 | 0.22236 | 0.1132 | -20.8078 | 0 | -0.049452 | 0
PIPE.3317.T10SCS | SCS_XTD10_PIPE | T10SCS | SCS | XTD10 | XTD10 | PIPE |  | Beam pipe holder 1.8 |  | 73 |  |  |  | -1.0152 | 0.0032 | 397.8356 | 0 | -0.018 | 0 | -1.0502 | 0.0032 | 397.8356 | 0 | -0.018 | 0 | -2.01 | 0.0032 | 397.8081 | 0 | -0.036 | 0 | 0.009 | 0.0032 | 397.845 | 0 | 0 | 0 | -17.6419 | 0.0032 | 1322.6052 | 0 | -0.041008 | 0 | -17.6419 | -2.9183 | 3317.0971 | 0.000365 | -0.041008 | 0 | -0.0050211 | 0.1132 | -16.2134 | 0 | -0.049452 | 0
COLB-3.3319.T10SCS | SCS_XTD10_COLB-3 | T10SCS | SCS | XTD10 | XTD10 | COLB | 3 | collimator 38x31mm; x=+51mm;y=3,2mm (DN100/100) |  | 73 | collimator 38x31mm; x=+51mm;y=3,2mm (DN100/100) |  |  | -1.0413 | 0.0032 | 399.2874 | 0 | -0.018 | 0 | -1.0763 | 0.0032 | 399.2874 | 0 | -0.018 | 0 | -2.0622 | 0.0032 | 399.2591 | 0 | -0.036 | 0 | 0.009 | 0.0032 | 399.297 | 0 | 0 | 0 | -17.7015 | 0.0032 | 1324.056 | 0 | -0.041008 | 0 | -17.7015 | -2.9188 | 3318.5479 | 0.000365 | -0.041008 | 0 | -0.076796 | 0.1132 | -14.7632 | 0 | -0.049452 | 0
SLIT.3319.T10SCS | SCS_XTD10_SLIT | T10SCS | SCS | XTD10 | XTD10 | SLIT |  | vertical exit slits x=+51mm;y=+3,2mm |  | 73 | vertical exit slits x=+51mm;y=+3,2mm |  |  | -1.0532 | 0.0032 | 399.9473 | 0 | -0.018 | 0 | -1.0882 | 0.0032 | 399.9473 | 0 | -0.018 | 0 | -2.086 | 0.0032 | 399.9187 | 0 | -0.036 | 0 | 0.009 | 0.0032 | 399.957 | 0 | 0 | 0 | -17.7285 | 0.0032 | 1324.7154 | 0 | -0.041008 | 0 | -17.7285 | -2.9191 | 3319.2073 | 0.000365 | -0.041008 | 0 | -0.10942 | 0.1132 | -14.104 | 0 | -0.049452 | 0
IMG.3319.T10SCS | SCS_XTD10_IMG | T10SCS | SCS | XTD10 | XTD10 | IMG |  | Pop-in monitor (integrated in slit) x=+51mm;y=+5mm |  | 74 | Pop-in monitor (integrated in slit) x=+51mm;y=+5mm |  |  | -1.0539 | 0.0032 | 399.9903 | 0 | -0.018 | 0 | -1.0889 | 0.0032 | 399.9903 | 0 | -0.018 | 0 | -2.0875 | 0.0032 | 399.9617 | 0 | -0.036 | 0 | 0.009 | 0.0032 | 400 | 0 | 0 | 0 | -17.7303 | 0.0032 | 1324.7584 | 0 | -0.041008 | 0 | -17.7303 | -2.9191 | 3319.2503 | 0.000365 | -0.041008 | 0 | -0.11155 | 0.1132 | -14.061 | 0 | -0.049452 | 0
PIPE.3320.T10SCS | SCS_XTD10_PIPE | T10SCS | SCS | XTD10 | XTD10 | PIPE |  | Beam pipe holder 1.1 |  | 73 |  |  |  | -1.0731 | 0.0032 | 401.0521 | 0 | -0.018 | 0 | -1.1081 | 0.0032 | 401.0521 | 0 | -0.018 | 0 | -2.1258 | 0.0032 | 401.023 | 0 | -0.036 | 0 | 0.009 | 0.0032 | 401.062 | 0 | 0 | 0 | -17.7738 | 0.0032 | 1325.8195 | 0 | -0.041008 | 0 | -17.7738 | -2.9195 | 3320.3114 | 0.000365 | -0.041008 | 0 | -0.16404 | 0.1132 | -13.0003 | 0 | -0.049452 | 0
PIPE.3323.T10SCS | SCS_XTD10_PIPE | T10SCS | SCS | XTD10 | XTD10 | PIPE |  | Beam pipe holder 1.2 |  | 73 |  |  |  | -1.1137 | 0.0032 | 403.2567 | 0 | -0.018 | 0 | -1.1487 | 0.0032 | 403.2567 | 0 | -0.018 | 0 | -2.2061 | 0.0032 | 403.2265 | 0 | -0.036 | 0 | 0.008 | 0.0032 | 403.267 | 0 | 0 | 0 | -17.8652 | 0.0032 | 1328.0226 | 0 | -0.041008 | 0 | -17.8652 | -2.9203 | 3322.5145 | 0.000365 | -0.041008 | 0 | -0.27404 | 0.1132 | -10.7981 | 0 | -0.049452 | 0
PIPE.3323.T10SCS | SCS_XTD10_PIPE | T10SCS | SCS | XTD10 | XTD10 | PIPE |  | Beam pipe holder 1.3 |  | 73 |  |  |  | -1.1298 | 0.0032 | 404.1466 | 0 | -0.018 | 0 | -1.1648 | 0.0032 | 404.1466 | 0 | -0.018 | 0 | -2.2382 | 0.0032 | 404.116 | 0 | -0.036 | 0 | 0.008 | 0.0032 | 404.157 | 0 | 0 | 0 | -17.9017 | 0.0032 | 1328.9119 | 0 | -0.041008 | 0 | -17.9017 | -2.9206 | 3323.4038 | 0.000365 | -0.041008 | 0 | -0.31803 | 0.1132 | -9.9092 | 0 | -0.049452 | 0
PIPE.3326.T10SCS | SCS_XTD10_PIPE | T10SCS | SCS | XTD10 | XTD10 | PIPE |  | Beam pipe holder 1.4 |  | 73 |  |  |  | -1.1705 | 0.0032 | 406.3512 | 0 | -0.018 | 0 | -1.2055 | 0.0032 | 406.3512 | 0 | -0.018 | 0 | -2.3185 | 0.0032 | 406.3195 | 0 | -0.036 | 0 | 0.007 | 0.0032 | 406.362 | 0 | 0 | 0 | -17.9931 | 0.0032 | 1331.115 | 0 | -0.041008 | 0 | -17.9931 | -2.9214 | 3325.6069 | 0.000365 | -0.041008 | 0 | -0.42803 | 0.1132 | -7.7069 | 0 | -0.049452 | 0
PBLM.3327.T10SCS | SCS_XTD10_PBLM | T10SCS | SCS | XTD10 | XTD10 | PBLM |  | PBLM (DN63/DN63) x=+47mm;y=0 |  | 73 | PBLM (DN63/DN63) x=+47mm;y=0 |  |  | -1.1874 | 0 | 407.2914 | 0 | -0.018 | 0 | -1.2224 | 0 | 407.2914 | 0 | -0.018 | 0 | -2.3524 | 0 | 407.2592 | 0 | -0.036 | 0 | 0.007 | 0 | 407.3023 | 0 | 0 | 0 | -18.0316 | 0 | 1332.0545 | 0 | -0.041008 | 0 | -18.0316 | -2.925 | 3326.5464 | 0.000365 | -0.041008 | 0 | -0.47451 | 0.11 | -6.7678 | 0 | -0.049452 | 0
PIPE.3327.T10SCS | SCS_XTD10_PIPE | T10SCS | SCS | XTD10 | XTD10 | PIPE |  | Beam pipe holder 1.1 |  | 73 |  |  |  | -1.2025 | 0 | 408.1309 | 0 | -0.018 | 0 | -1.2375 | 0 | 408.1309 | 0 | -0.018 | 0 | -2.3826 | 0 | 408.0983 | 0 | -0.036 | 0 | 0.007 | 0 | 408.142 | 0 | 0 | 0 | -18.0661 | 0 | 1332.8935 | 0 | -0.041008 | 0 | -18.0661 | -2.9253 | 3327.3854 | 0.000365 | -0.041008 | 0 | -0.51602 | 0.11 | -5.9291 | 0 | -0.049452 | 0
PIPE.3330.T10SCS | SCS_XTD10_PIPE | T10SCS | SCS | XTD10 | XTD10 | PIPE |  | Beam pipe holder 1.2 |  | 73 |  |  |  | -1.2566 | 0 | 411.0804 | 0 | -0.018 | 0 | -1.2916 | 0 | 411.0804 | 0 | -0.018 | 0 | -2.4898 | 0 | 411.0464 | 0 | -0.036 | 0 | 0.006 | 0 | 411.092 | 0 | 0 | 0 | -18.188 | 0 | 1335.8409 | 0 | -0.041008 | 0 | -18.188 | -2.9263 | 3330.3329 | 0.000365 | -0.041008 | 0 | -0.66284 | 0.11 | -2.9828 | 0 | -0.049452 | 0
PIPE.3332.T10SCS | SCS_XTD10_PIPE | T10SCS | SCS | XTD10 | XTD10 | PIPE |  | Beam pipe holder 1.3 |  | 73 |  |  |  | -1.2824 | 0 | 412.4602 | 0 | -0.018 | 0 | -1.3174 | 0 | 412.4602 | 0 | -0.018 | 0 | -2.5404 | 0 | 412.4255 | 0 | -0.036 | 0 | 0.005 | 0 | 412.472 | 0 | 0 | 0 | -18.2456 | 0 | 1337.2197 | 0 | -0.041008 | 0 | -18.2456 | -2.9268 | 3331.7117 | 0.000365 | -0.041008 | 0 | -0.73205 | 0.11 | -1.6045 | 0 | -0.049452 | 0
PIPE.3333.T10SCS | SCS_XTD10_PIPE | T10SCS | SCS | XTD10 | XTD10 | PIPE |  | Beam pipe holder 1.4 |  | 73 |  |  |  | -1.3152 | 0 | 414.2249 | 0 | -0.018 | 0 | -1.3502 | 0 | 414.2249 | 0 | -0.018 | 0 | -2.605 | 0 | 414.1893 | 0 | -0.036 | 0 | 0.004 | 0 | 414.237 | 0 | 0 | 0 | -18.3189 | 0 | 1338.9832 | 0 | -0.041008 | 0 | -18.3189 | -2.9275 | 3333.4751 | 0.000365 | -0.041008 | 0 | -0.8203 | 0.11 | 0.1583 | 0 | -0.049452 | 0
IMGPI-3.3334.T10SCS | SCS_XTD10_IMGPI-3 | T10SCS | SCS | XTD10 | XTD10 | IMGPI | 3 | Pop-in monitor (type I) bellows DN63 incl. x=+47mm;y=0 |  | 74 | Pop-in monitor (type I) bellows DN63 incl. x=+47mm;y=0 |  |  | -1.3317 | 0 | 415.14 | 0 | -0.018 | 0 | -1.3667 | 0 | 415.14 | 0 | -0.018 | 0 | -2.6379 | 0 | 415.104 | 0 | -0.036 | 0 | 0.004 | 0 | 415.1523 | 0 | 0 | 0 | -18.3565 | 0 | 1339.8978 | 0 | -0.041008 | 0 | -18.3565 | -2.9278 | 3334.3897 | 0.000365 | -0.041008 | 0 | -0.86554 | 0.11 | 1.0725 | 0 | -0.049452 | 0
SHUT-3.3336.T10SCS | SCS_XTD10_SHUT-3 | T10SCS | SCS | XTD10 | XTD10 | SHUT | 3 | Front end type I x=+47mm;y=0 |  | 73 | Front end type I x=+47mm;y=0 |  |  | -1.3519 | 0 | 416.2624 | 0 | -0.018 | 0 | -1.3869 | 0 | 416.2624 | 0 | -0.018 | 0 | -2.6783 | 0 | 416.2258 | 0 | -0.036 | 0 | 0.004 | 0 | 416.2748 | 0 | 0 | 0 | -18.4025 | 0 | 1341.0193 | 0 | -0.041008 | 0 | -18.4025 | -2.9282 | 3335.5112 | 0.000365 | -0.041008 | 0 | -0.92103 | 0.11 | 2.1936 | 0 | -0.049452 | 0
PIPE.3337.T10SCS | SCS_XTD10_PIPE | T10SCS | SCS | XTD10 | XTD10 | PIPE |  | Beam pipe holder tunnel |  | 73 | Beam pipe holder tunnel |  |  | -1.3737 | 0 | 417.4757 | 0 | -0.018 | 0 | -1.4087 | 0 | 417.4757 | 0 | -0.018 | 0 | -2.722 | 0 | 417.4385 | 0 | -0.036 | 0 | 0.004 | 0 | 417.4883 | 0 | 0 | 0 | -18.4522 | 0 | 1342.2318 | 0 | -0.041008 | 0 | -18.4522 | -2.9287 | 3336.7237 | 0.000365 | -0.041008 | 0 | -0.98101 | 0.11 | 3.4056 | 0 | -0.049452 | 0
PIPE.3338.SCS | SCS_XTD10_PIPE | SCS | SCS | XTD10 | XTD10 | PIPE |  | Beam pipe holder Exphall |  | 73 | Beam pipe holder Exphall |  |  | -1.3955 | 0 | 418.6875 | 0 | -0.018 | 0 | -1.4305 | 0 | 418.6875 | 0 | -0.018 | 0 | -2.7656 | 0 | 418.6497 | 0 | -0.036 | 0 | 0.004 | 0 | 418.7003 | 0 | 0 | 0 | -18.5019 | 0 | 1343.4428 | 0 | -0.041008 | 0 | -18.5019 | -2.9291 | 3337.9347 | 0.000365 | -0.041008 | 0 | -1.0409 | 0.11 | 4.6161 | 0 | -0.049452 | 0
PIPE.3339.SQS | SQS__PIPE | SQS | SQS | XHEXP1 |  | PIPE |  | Pipe holder | [5 empty] | 0.035 | 0 | 419.2747 | 0 | 0 | 0 | 0 | 0 | 419.2747 | 0 | 0 | 0 | -1.3459 | 0 | 419.2626 | 0 | -0.018 | 0 | 1.4449 | 0 | 419.2617 | 0 | 0.018 | 0 | -17.0853 | 0 | 1344.0628 | 0 | -0.023008 | 0 | -17.0853 | -2.9293 | 3338.5547 | 0.000365 | -0.023008 | 0 | 0.37043 | 0.11 | 5.2481 | 0 | -0.031452 | 0
PIPE-1.3341.SQS | SQS__PIPE-1 | SQS | SQS | XHEXP1 |  | PIPE | 1 | Pipe holder | [5 empty] | 0.035 | 0 | 421.7052 | 0 | 0 | 0 | 0 | 0 | 421.7052 | 0 | 0 | 0 | -1.3896 | 0 | 421.6927 | 0 | -0.018 | 0 | 1.4886 | 0 | 421.6918 | 0 | 0.018 | 0 | -17.1412 | 0 | 1346.4926 | 0 | -0.023008 | 0 | -17.1412 | -2.9302 | 3340.9845 | 0.000365 | -0.023008 | 0 | 0.294 | 0.11 | 7.6774 | 0 | -0.031452 | 0
PIPE-2.3341.SQS | SQS__PIPE-2 | SQS | SQS | XHEXP1 |  | PIPE | 2 | Pipe holder | [5 empty] | 0.035 | 0 | 421.9442 | 0 | 0 | 0 | 0 | 0 | 421.9442 | 0 | 0 | 0 | -1.3939 | 0 | 421.9317 | 0 | -0.018 | 0 | 1.4929 | 0 | 421.9308 | 0 | 0.018 | 0 | -17.1467 | 0 | 1346.7316 | 0 | -0.023008 | 0 | -17.1467 | -2.9303 | 3341.2235 | 0.000365 | -0.023008 | 0 | 0.28648 | 0.11 | 7.9163 | 0 | -0.031452 | 0
PIPE-1.3344.SQS | SQS__PIPE-1 | SQS | SQS | XHEXP1 |  | PIPE | 1 | Pipe holder | [5 empty] | 0.035 | 0 | 424.8807 | 0 | 0 | 0 | 0 | 0 | 424.8807 | 0 | 0 | 0 | -1.4468 | 0 | 424.8677 | 0 | -0.018 | 0 | 1.5458 | 0 | 424.8668 | 0 | 0.018 | 0 | -17.2142 | 0 | 1349.6673 | 0 | -0.023008 | 0 | -17.2142 | -2.9314 | 3344.1592 | 0.000365 | -0.023008 | 0 | 0.19414 | 0.11 | 10.8513 | 0 | -0.031452 | 0
PIPE-2.3344.SQS | SQS__PIPE-2 | SQS | SQS | XHEXP1 |  | PIPE | 2 | Pipe holder | [5 empty] | 0.035 | 0 | 425.1197 | 0 | 0 | 0 | 0 | 0 | 425.1197 | 0 | 0 | 0 | -1.4511 | 0 | 425.1066 | 0 | -0.018 | 0 | 1.5501 | 0 | 425.1057 | 0 | 0.018 | 0 | -17.2197 | 0 | 1349.9062 | 0 | -0.023008 | 0 | -17.2197 | -2.9315 | 3344.3981 | 0.000365 | -0.023008 | 0 | 0.18662 | 0.11 | 11.0902 | 0 | -0.031452 | 0
PIPE.3347.SQS | SQS__PIPE | SQS | SQS | XHEXP1 |  | PIPE |  | Pipe holder | [5 empty] | 0.035 | 0 | 428.0552 | 0 | 0 | 0 | 0 | 0 | 428.0552 | 0 | 0 | 0 | -1.5039 | 0 | 428.0417 | 0 | -0.018 | 0 | 1.6029 | 0 | 428.0408 | 0 | 0.018 | 0 | -17.2873 | 0 | 1352.8409 | 0 | -0.023008 | 0 | -17.2873 | -2.9326 | 3347.3328 | 0.000365 | -0.023008 | 0 | 0.094312 | 0.11 | 14.0242 | 0 | -0.031452 | 0
PIPE.3348.SQS | SQS__PIPE | SQS | SQS | XHEXP1 |  | PIPE |  | Pipe holder | [5 empty] | 0.035 | 0 | 428.2942 | 0 | 0 | 0 | 0 | 0 | 428.2942 | 0 | 0 | 0 | -1.5082 | 0 | 428.2806 | 0 | -0.018 | 0 | 1.6072 | 0 | 428.2797 | 0 | 0.018 | 0 | -17.2928 | 0 | 1353.0799 | 0 | -0.023008 | 0 | -17.2928 | -2.9326 | 3347.5718 | 0.000365 | -0.023008 | 0 | 0.086796 | 0.11 | 14.2631 | 0 | -0.031452 | 0
PIPE.3350.SQS | SQS__PIPE | SQS | SQS | XHEXP1 |  | PIPE |  | Pipe holder | [5 empty] | 0.035 | 0 | 430.5197 | 0 | 0 | 0 | 0 | 0 | 430.5197 | 0 | 0 | 0 | -1.5483 | 0 | 430.5058 | 0 | -0.018 | 0 | 1.6473 | 0 | 430.5049 | 0 | 0.018 | 0 | -17.344 | 0 | 1355.3048 | 0 | -0.023008 | 0 | -17.344 | -2.9335 | 3349.7967 | 0.000365 | -0.023008 | 0 | 0.016812 | 0.11 | 16.4875 | 0 | -0.031452 | 0
PIPE-1.3353.SQS | SQS__PIPE-1 | SQS | SQS | XHEXP1 |  | PIPE | 1 | Pipe holder | [5 empty] | 0.035 | 0 | 433.4282 | 0 | 0 | 0 | 0 | 0 | 433.4282 | 0 | 0 | 0 | -1.6006 | 0 | 433.4138 | 0 | -0.018 | 0 | 1.6996 | 0 | 433.4129 | 0 | 0.018 | 0 | -17.4109 | 0 | 1358.2125 | 0 | -0.023008 | 0 | -17.4109 | -2.9345 | 3352.7044 | 0.000365 | -0.023008 | 0 | -0.074651 | 0.11 | 19.3946 | 0 | -0.031452 | 0
PIPE-2.3353.SQS | SQS__PIPE-2 | SQS | SQS | XHEXP1 |  | PIPE | 2 | Pipe holder | [5 empty] | 0.035 | 0 | 433.9172 | 0 | 0 | 0 | 0 | 0 | 433.9172 | 0 | 0 | 0 | -1.6094 | 0 | 433.9027 | 0 | -0.018 | 0 | 1.7084 | 0 | 433.9018 | 0 | 0.018 | 0 | -17.4221 | 0 | 1358.7014 | 0 | -0.023008 | 0 | -17.4221 | -2.9347 | 3353.1933 | 0.000365 | -0.023008 | 0 | -0.090028 | 0.11 | 19.8833 | 0 | -0.031452 | 0
PIPE-1.3355.SQS | SQS__PIPE-1 | SQS | SQS | XHEXP1 |  | PIPE | 1 | Pipe holder | [5 empty] | 0.035 | 0 | 435.6757 | 0 | 0 | 0 | 0 | 0 | 435.6757 | 0 | 0 | 0 | -1.6411 | 0 | 435.6609 | 0 | -0.018 | 0 | 1.7401 | 0 | 435.66 | 0 | 0.018 | 0 | -17.4626 | 0 | 1360.4594 | 0 | -0.023008 | 0 | -17.4626 | -2.9353 | 3354.9513 | 0.000365 | -0.023008 | 0 | -0.14533 | 0.11 | 21.641 | 0 | -0.031452 | 0
PIPE-2.3355.SQS | SQS__PIPE-2 | SQS | SQS | XHEXP1 |  | PIPE | 2 | Pipe holder | [5 empty] | 0.035 | 0 | 435.9147 | 0 | 0 | 0 | 0 | 0 | 435.9147 | 0 | 0 | 0 | -1.6454 | 0 | 435.8999 | 0 | -0.018 | 0 | 1.7444 | 0 | 435.899 | 0 | 0.018 | 0 | -17.4681 | 0 | 1360.6984 | 0 | -0.023008 | 0 | -17.4681 | -2.9354 | 3355.1903 | 0.000365 | -0.023008 | 0 | -0.15284 | 0.11 | 21.8798 | 0 | -0.031452 | 0
PIPE.3357.SQS | SQS__PIPE | SQS | SQS | XHEXP1 |  | PIPE |  | Pipe holder | [5 empty] | 0.035 | 0 | 438.1057 | 0 | 0 | 0 | 0 | 0 | 438.1057 | 0 | 0 | 0 | -1.6848 | 0 | 438.0905 | 0 | -0.018 | 0 | 1.7838 | 0 | 438.0896 | 0 | 0.018 | 0 | -17.5185 | 0 | 1362.8888 | 0 | -0.023008 | 0 | -17.5185 | -2.9362 | 3357.3807 | 0.000365 | -0.023008 | 0 | -0.22174 | 0.11 | 24.0698 | 0 | -0.031452 | 0
PLACEHOLDER-1.3349.SQS2 | SQS2__PLACEHOLDER-1 | SQS2 | SQS2 | XHEXP1 |  | PLACEHOLDER | 1 | some SQS2 component | [5 empty] | 1.5739 | 0 | 429.9861 | 0 | 0.018 | 0 | 1.5389 | 0 | 429.9861 | 0 | 0.018 | 0 | 0 | 0 | 430 | 0 | 0 | 0 | 3.1763 | 0 | 429.9437 | 0 | 0.036 | 0 | -15.7932 | 0 | 1354.8068 | 0 | -0.0050077 | 0 | -15.7932 | -2.9333 | 3349.2987 | 0.000365 | -0.0050077 | 0 | 1.5717 | 0.11 | 16.0026 | 0 | -0.013452 | 0
PLACEHOLDER-2.3349.SQS2 | SQS2__PLACEHOLDER-2 | SQS2 | SQS2 | XHEXP1 |  | PLACEHOLDER | 2 | some SQS2 component | [5 empty] | 1.5739 | 0 | 429.9861 | 0 | 0.018 | 0 | 1.5389 | 0 | 429.9861 | 0 | 0.018 | 0 | 0 | 0 | 430 | 0 | 0 | 0 | 3.1763 | 0 | 429.9437 | 0 | 0.036 | 0 | -15.7932 | 0 | 1354.8068 | 0 | -0.0050077 | 0 | -15.7932 | -2.9333 | 3349.2987 | 0.000365 | -0.0050077 | 0 | 1.5717 | 0.11 | 16.0026 | 0 | -0.013452 | 0
PLACEHOLDER-3.3349.SQS2 | SQS2__PLACEHOLDER-3 | SQS2 | SQS2 | XHEXP1 |  | PLACEHOLDER | 3 | some SQS2 component | [5 empty] | 1.5739 | 0 | 429.9861 | 0 | 0.018 | 0 | 1.5389 | 0 | 429.9861 | 0 | 0.018 | 0 | 0 | 0 | 430 | 0 | 0 | 0 | 3.1763 | 0 | 429.9437 | 0 | 0.036 | 0 | -15.7932 | 0 | 1354.8068 | 0 | -0.0050077 | 0 | -15.7932 | -2.9333 | 3349.2987 | 0.000365 | -0.0050077 | 0 | 1.5717 | 0.11 | 16.0026 | 0 | -0.013452 | 0
PLACEHOLDER-4.3349.SQS2 | SQS2__PLACEHOLDER-4 | SQS2 | SQS2 | XHEXP1 |  | PLACEHOLDER | 4 | some SQS2 component | [5 empty] | 1.5739 | 0 | 429.9861 | 0 | 0.018 | 0 | 1.5389 | 0 | 429.9861 | 0 | 0.018 | 0 | 0 | 0 | 430 | 0 | 0 | 0 | 3.1763 | 0 | 429.9437 | 0 | 0.036 | 0 | -15.7932 | 0 | 1354.8068 | 0 | -0.0050077 | 0 | -15.7932 | -2.9333 | 3349.2987 | 0.000365 | -0.0050077 | 0 | 1.5717 | 0.11 | 16.0026 | 0 | -0.013452 | 0
PLACEHOLDER-5.3349.SQS2 | SQS2__PLACEHOLDER-5 | SQS2 | SQS2 | XHEXP1 |  | PLACEHOLDER | 5 | some SQS2 component | [5 empty] | 1.5739 | 0 | 429.9861 | 0 | 0.018 | 0 | 1.5389 | 0 | 429.9861 | 0 | 0.018 | 0 | 0 | 0 | 430 | 0 | 0 | 0 | 3.1763 | 0 | 429.9437 | 0 | 0.036 | 0 | -15.7932 | 0 | 1354.8068 | 0 | -0.0050077 | 0 | -15.7932 | -2.9333 | 3349.2987 | 0.000365 | -0.0050077 | 0 | 1.5717 | 0.11 | 16.0026 | 0 | -0.013452 | 0
ALAS.3338.SCS | SCS__ALAS | SCS | SCS | XHEXP1 |  | ALAS |  | Laser alignment system | [5 empty] | -1.4094 | 0 | 419.2385 | 0 | -0.018 | 0 | -1.4444 | 0 | 419.2385 | 0 | -0.018 | 0 | -2.7894 | 0 | 419.2004 | 0 | -0.036 | 0 | 0 | 0 | 419.2515 | 0 | 0 | 0 | -18.5285 | 0 | 1343.9933 | 0 | -0.041008 | 0 | -18.5285 | -2.9293 | 3338.4853 | 0.000365 | -0.041008 | 0 | -1.0722 | 0.11 | 5.1665 | 0 | -0.049452 | 0
DSP1.3340.SCS | SCS__DSP1 | SCS | SCS | XHEXP1 |  | DSP1 |  | Differential pumping system | [5 empty] | -1.4282 | 0 | 420.2794 | 0 | -0.018 | 0 | -1.4632 | 0 | 420.2794 | 0 | -0.018 | 0 | -2.8269 | 0 | 420.2408 | 0 | -0.036 | 0 | 0 | 0 | 420.2926 | 0 | 0 | 0 | -18.5712 | 0 | 1345.0336 | 0 | -0.041008 | 0 | -18.5712 | -2.9297 | 3339.5255 | 0.000365 | -0.041008 | 0 | -1.1236 | 0.11 | 6.2063 | 0 | -0.049452 | 0
XGM.3341.SCS | SCS__XGM | SCS | SCS | XHEXP1 |  | XGM |  | Gas monitor | [5 empty] | -1.4556 | 0 | 421.8043 | 0 | -0.018 | 0 | -1.4906 | 0 | 421.8043 | 0 | -0.018 | 0 | -2.8818 | 0 | 421.7649 | 0 | -0.036 | 0 | 0 | 0 | 421.8177 | 0 | 0 | 0 | -18.6337 | 0 | 1346.5574 | 0 | -0.041008 | 0 | -18.6337 | -2.9303 | 3341.0493 | 0.000365 | -0.041008 | 0 | -1.199 | 0.11 | 7.7295 | 0 | -0.049452 | 0
DSP2.3343.SCS | SCS__DSP2 | SCS | SCS | XHEXP1 |  | DSP2 |  | Differential pumping system | [5 empty] | -1.4941 | 0 | 423.939 | 0 | -0.018 | 0 | -1.5291 | 0 | 423.939 | 0 | -0.018 | 0 | -2.9586 | 0 | 423.8986 | 0 | -0.036 | 0 | 0 | 0 | 423.9528 | 0 | 0 | 0 | -18.7212 | 0 | 1348.6907 | 0 | -0.041008 | 0 | -18.7212 | -2.931 | 3343.1826 | 0.000365 | -0.041008 | 0 | -1.3046 | 0.11 | 9.862 | 0 | -0.049452 | 0
PIPE.3344.SCS | SCS__PIPE | SCS | SCS | XHEXP1 |  | PIPE | [7 empty] | -1.5087 | 0 | 424.7546 | 0 | -0.018 | 0 | -1.5437 | 0 | 424.7546 | 0 | -0.018 | 0 | -2.988 | 0 | 424.7138 | 0 | -0.036 | 0 | 0 | 0 | 424.7685 | 0 | 0 | 0 | -18.7547 | 0 | 1349.5057 | 0 | -0.041008 | 0 | -18.7547 | -2.9313 | 3343.9976 | 0.000365 | -0.041008 | 0 | -1.3449 | 0.11 | 10.6767 | 0 | -0.049452 | 0
PIPE.3344.SCS | SCS__PIPE | SCS | SCS | XHEXP1 |  | PIPE | [7 empty] | -1.5152 | 0 | 425.1105 | 0 | -0.018 | 0 | -1.5502 | 0 | 425.1105 | 0 | -0.018 | 0 | -3.0008 | 0 | 425.0696 | 0 | -0.036 | 0 | 0 | 0 | 425.1245 | 0 | 0 | 0 | -18.7693 | 0 | 1349.8614 | 0 | -0.041008 | 0 | -18.7693 | -2.9315 | 3344.3533 | 0.000365 | -0.041008 | 0 | -1.3625 | 0.11 | 11.0323 | 0 | -0.049452 | 0
PIPE.3345.SCS | SCS__PIPE | SCS | SCS | XHEXP1 |  | PIPE | [7 empty] | -1.5241 | 0 | 425.6085 | 0 | -0.018 | 0 | -1.5591 | 0 | 425.6085 | 0 | -0.018 | 0 | -3.0187 | 0 | 425.5673 | 0 | -0.036 | 0 | 0 | 0 | 425.6225 | 0 | 0 | 0 | -18.7897 | 0 | 1350.359 | 0 | -0.041008 | 0 | -18.7897 | -2.9316 | 3344.8509 | 0.000365 | -0.041008 | 0 | -1.3871 | 0.11 | 11.5297 | 0 | -0.049452 | 0
KBS.3346.SCS | SCS__KBS | SCS | SCS | XHEXP1 |  | KBS |  | KB mirror system | [5 empty] | -1.5435 | 0 | 426.6858 | 0 | -0.018 | 0 | -1.5785 | 0 | 426.6858 | 0 | -0.018 | 0 | -3.0575 | 0 | 426.6441 | 0 | -0.036 | 0 | 0 | 0 | 426.7 | 0 | 0 | 0 | -18.8339 | 0 | 1351.4356 | 0 | -0.041008 | 0 | -18.8339 | -2.932 | 3345.9275 | 0.000365 | -0.041008 | 0 | -1.4404 | 0.11 | 12.6059 | 0 | -0.049452 | 0
LINc.3348.SCS | SCS__LINc | SCS | SCS | XHEXP1 |  | LINc |  | Laser incoupling | [5 empty] | -1.6243 | -0.0117 | 428.9295 | 0 | -0.036 | 0 | -1.6593 | -0.0117 | 428.9295 | 0 | -0.036 | 0 | -3.1787 | -0.0117 | 428.886 | 0 | -0.054 | 0 | -0.040399 | -0.0117 | 428.9448 | 0 | -0.018 | 0 | -18.9663 | -0.0117 | 1353.6769 | 0 | -0.059008 | 0 | -18.9663 | -2.9446 | 3348.1688 | 0.000365 | -0.059008 | 0 | -1.5917 | 0.0983 | 14.846 | 0 | -0.067452 | 0
LINg.3348.SCS | SCS__LINg | SCS | SCS | XHEXP1 |  | LINg |  | Laser incoupling | [5 empty] | -1.6459 | -0.545 | 429.0138 | 0 | -0.036 | 0 | -1.6809 | -0.545 | 429.0138 | 0 | -0.036 | 0 | -3.2018 | -0.545 | 428.9699 | 0 | -0.054 | 0 | -0.060425 | -0.545 | 429.0295 | 0 | -0.018 | 0 | -18.9897 | -0.545 | 1353.7606 | 0 | -0.059008 | 0 | -18.9897 | -3.4779 | 3348.2523 | 0.000365 | -0.059008 | 0 | -1.6159 | -0.435 | 14.9295 | 0 | -0.067452 | 0
FLOOR1-1.3349.SCS | SCS__FLOOR1-1 | SCS | SCS | XHEXP1 |  | FLOOR1 | 1 | [6 empty] | -2.2547 | -1.3767 | 429.7622 | 0 | -0.036 | 0 | -2.2897 | -1.3767 | 429.7622 | 0 | -0.036 | 0 | -3.8239 | -1.3767 | 429.7072 | 0 | -0.054 | 0 | -0.65568 | -1.3767 | 429.7887 | 0 | -0.018 | 0 | -19.6156 | -1.3767 | 1354.4948 | 0 | -0.059008 | 0 | -19.6156 | -4.3099 | 3348.9862 | 0.000365 | -0.059008 | 0 | -2.2479 | -1.2667 | 15.6584 | 0 | -0.067452 | 0
FLOOR1-2.3349.SCS | SCS__FLOOR1-2 | SCS | SCS | XHEXP1 |  | FLOOR1 | 2 | [6 empty] | -2.1947 | -1.3767 | 429.7644 | 0 | -0.036 | 0 | -2.2297 | -1.3767 | 429.7644 | 0 | -0.036 | 0 | -3.764 | -1.3767 | 429.7104 | 0 | -0.054 | 0 | -0.59569 | -1.3767 | 429.7898 | 0 | -0.018 | 0 | -19.5557 | -1.3767 | 1354.4983 | 0 | -0.059008 | 0 | -19.5557 | -4.3099 | 3348.9897 | 0.000365 | -0.059008 | 0 | -2.1881 | -1.2667 | 15.6624 | 0 | -0.067452 | 0
FLOOR1-3.3349.SCS | SCS__FLOOR1-3 | SCS | SCS | XHEXP1 |  | FLOOR1 | 3 | [6 empty] | -0.81562 | -1.3767 | 429.814 | 0 | -0.036 | 0 | -0.85062 | -1.3767 | 429.814 | 0 | -0.036 | 0 | -2.386 | -1.3767 | 429.7849 | 0 | -0.054 | 0 | 0.78409 | -1.3767 | 429.8146 | 0 | -0.018 | 0 | -18.1781 | -1.3767 | 1354.5797 | 0 | -0.059008 | 0 | -18.1781 | -4.3099 | 3349.0711 | 0.000365 | -0.059008 | 0 | -0.81119 | -1.2667 | 15.7554 | 0 | -0.067452 | 0
FLOOR1-4.3349.SCS | SCS__FLOOR1-4 | SCS | SCS | XHEXP1 |  | FLOOR1 | 4 | [6 empty] | -0.75566 | -1.3767 | 429.8162 | 0 | -0.036 | 0 | -0.79066 | -1.3767 | 429.8162 | 0 | -0.036 | 0 | -2.3261 | -1.3767 | 429.7881 | 0 | -0.054 | 0 | 0.84408 | -1.3767 | 429.8157 | 0 | -0.018 | 0 | -18.1182 | -1.3767 | 1354.5833 | 0 | -0.059008 | 0 | -18.1182 | -4.3099 | 3349.0747 | 0.000365 | -0.059008 | 0 | -0.75133 | -1.2667 | 15.7595 | 0 | -0.067452 | 0
SAMPLE_1_0.3349.SCS | SCS__SAMPLE_1_0 | SCS | SCS | XHEXP1 |  | SAMPLE_1_0 | [7 empty] | -1.6641 | -0.0117 | 430.0336 | 0 | -0.036 | 0 | -1.6991 | -0.0117 | 430.0336 | 0 | -0.036 | 0 | -3.2383 | -0.0117 | 429.9892 | 0 | -0.054 | 0 | -0.060278 | -0.0117 | 430.0495 | 0 | -0.018 | 0 | -19.0314 | -0.0117 | 1354.7798 | 0 | -0.059008 | 0 | -19.0314 | -2.945 | 3349.2717 | 0.000365 | -0.059008 | 0 | -1.6661 | 0.0983 | 15.9483 | 0 | -0.067452 | 0
SAMPLE_1_5.3350.SCS | SCS__SAMPLE_1_5 | SCS | SCS | XHEXP1 |  | SAMPLE_1_5 | [7 empty] | -1.6821 | -0.0117 | 430.5333 | 0 | -0.036 | 0 | -1.7171 | -0.0117 | 430.5333 | 0 | -0.036 | 0 | -3.2653 | -0.0117 | 430.4885 | 0 | -0.054 | 0 | -0.069274 | -0.0117 | 430.5494 | 0 | -0.018 | 0 | -19.0609 | -0.0117 | 1355.2789 | 0 | -0.059008 | 0 | -19.0609 | -2.9451 | 3349.7708 | 0.000365 | -0.059008 | 0 | -1.6998 | 0.0983 | 16.4471 | 0 | -0.067452 | 0
FLOOR1-5.3350.SCS | SCS__FLOOR1-5 | SCS | SCS | XHEXP1 |  | FLOOR1 | 5 | [6 empty] | -1.552 | -1.3767 | 431.0883 | 0 | -0.036 | 0 | -1.587 | -1.3767 | 431.0883 | 0 | -0.036 | 0 | -3.1452 | -1.3767 | 431.0458 | 0 | -0.054 | 0 | 0.070805 | -1.3767 | 431.102 | 0 | -0.018 | 0 | -18.9436 | -1.3767 | 1355.8368 | 0 | -0.059008 | 0 | -18.9436 | -4.3103 | 3350.3282 | 0.000365 | -0.059008 | 0 | -1.5872 | -1.2667 | 17.006 | 0 | -0.067452 | 0
FLOOR1-6.3350.SCS | SCS__FLOOR1-6 | SCS | SCS | XHEXP1 |  | FLOOR1 | 6 | [6 empty] | -1.492 | -1.3767 | 431.0905 | 0 | -0.036 | 0 | -1.527 | -1.3767 | 431.0905 | 0 | -0.036 | 0 | -3.0853 | -1.3767 | 431.049 | 0 | -0.054 | 0 | 0.13079 | -1.3767 | 431.1031 | 0 | -0.018 | 0 | -18.8837 | -1.3767 | 1355.8403 | 0 | -0.059008 | 0 | -18.8837 | -4.3103 | 3350.3317 | 0.000365 | -0.059008 | 0 | -1.5274 | -1.2667 | 17.01 | 0 | -0.067452 | 0
SAMPLE_2_0.3351.SCS | SCS__SAMPLE_2_0 | SCS | SCS | XHEXP1 |  | SAMPLE_2_0 | [7 empty] | -1.736 | -0.0117 | 432.0323 | 0 | -0.036 | 0 | -1.771 | -0.0117 | 432.0323 | 0 | -0.036 | 0 | -3.3463 | -0.0117 | 431.9863 | 0 | -0.054 | 0 | -0.096265 | -0.0117 | 432.0491 | 0 | -0.018 | 0 | -19.1493 | -0.0117 | 1356.7763 | 0 | -0.059008 | 0 | -19.1493 | -2.9457 | 3351.2682 | 0.000365 | -0.059008 | 0 | -1.8009 | 0.0983 | 17.9437 | 0 | -0.067452 | 0
PIPE.3352.SCS | SCS__PIPE | SCS | SCS | XHEXP1 |  | PIPE | [7 empty] | -1.7528 | -0.0117 | 432.498 | 0 | -0.036 | 0 | -1.7878 | -0.0117 | 432.498 | 0 | -0.036 | 0 | -3.3714 | -0.0117 | 432.4516 | 0 | -0.054 | 0 | -0.10465 | -0.0117 | 432.5151 | 0 | -0.018 | 0 | -19.1768 | -0.0117 | 1357.2415 | 0 | -0.059008 | 0 | -19.1768 | -2.9459 | 3351.7334 | 0.000365 | -0.059008 | 0 | -1.8323 | 0.0983 | 18.4086 | 0 | -0.067452 | 0
PIPE.3352.SCS | SCS__PIPE | SCS | SCS | XHEXP1 |  | PIPE | [7 empty] | -1.7707 | -0.0117 | 432.9957 | 0 | -0.036 | 0 | -1.8057 | -0.0117 | 432.9957 | 0 | -0.036 | 0 | -3.3983 | -0.0117 | 432.9489 | 0 | -0.054 | 0 | -0.11361 | -0.0117 | 433.013 | 0 | -0.018 | 0 | -19.2062 | -0.0117 | 1357.7386 | 0 | -0.059008 | 0 | -19.2062 | -2.946 | 3352.2305 | 0.000365 | -0.059008 | 0 | -1.8659 | 0.0983 | 18.9055 | 0 | -0.067452 | 0
PIPE.3353.SCS | SCS__PIPE | SCS | SCS | XHEXP1 |  | PIPE | [7 empty] | -1.7988 | -0.0117 | 433.7762 | 0 | -0.036 | 0 | -1.8338 | -0.0117 | 433.7762 | 0 | -0.036 | 0 | -3.4404 | -0.0117 | 433.7287 | 0 | -0.054 | 0 | -0.12766 | -0.0117 | 433.7939 | 0 | -0.018 | 0 | -19.2522 | -0.0117 | 1358.5182 | 0 | -0.059008 | 0 | -19.2522 | -2.9463 | 3353.0101 | 0.000365 | -0.059008 | 0 | -1.9185 | 0.0983 | 19.6847 | 0 | -0.067452 | 0
PIPE.3354.SCS | SCS__PIPE | SCS | SCS | XHEXP1 |  | PIPE | [7 empty] | -1.846 | -0.0117 | 435.0863 | 0 | -0.036 | 0 | -1.881 | -0.0117 | 435.0863 | 0 | -0.036 | 0 | -3.5112 | -0.0117 | 435.0378 | 0 | -0.054 | 0 | -0.15125 | -0.0117 | 435.1046 | 0 | -0.018 | 0 | -19.3295 | -0.0117 | 1359.827 | 0 | -0.059008 | 0 | -19.3295 | -2.9468 | 3354.3189 | 0.000365 | -0.059008 | 0 | -2.0069 | 0.0983 | 20.9928 | 0 | -0.067452 | 0
PIPE.3355.SCS | SCS__PIPE | SCS | SCS | XHEXP1 |  | PIPE | [7 empty] | -1.8743 | -0.0117 | 435.8718 | 0 | -0.036 | 0 | -1.9093 | -0.0117 | 435.8718 | 0 | -0.036 | 0 | -3.5536 | -0.0117 | 435.8227 | 0 | -0.054 | 0 | -0.1654 | -0.0117 | 435.8905 | 0 | -0.018 | 0 | -19.3759 | -0.0117 | 1360.6116 | 0 | -0.059008 | 0 | -19.3759 | -2.9471 | 3355.1035 | 0.000365 | -0.059008 | 0 | -2.0599 | 0.0983 | 21.777 | 0 | -0.067452 | 0
PIPE.3356.SCS | SCS__PIPE | SCS | SCS | XHEXP1 |  | PIPE | [7 empty] | -1.8922 | -0.0117 | 436.3695 | 0 | -0.036 | 0 | -1.9272 | -0.0117 | 436.3695 | 0 | -0.036 | 0 | -3.5805 | -0.0117 | 436.3199 | 0 | -0.054 | 0 | -0.17436 | -0.0117 | 436.3884 | 0 | -0.018 | 0 | -19.4053 | -0.0117 | 1361.1087 | 0 | -0.059008 | 0 | -19.4053 | -2.9473 | 3355.6006 | 0.000365 | -0.059008 | 0 | -2.0934 | 0.0983 | 22.2738 | 0 | -0.067452 | 0
TIM.3356.SCS | SCS__TIM | SCS | SCS | XHEXP1 |  | TIM | [7 empty] | -1.9142 | -0.0117 | 436.9791 | 0 | -0.036 | 0 | -1.9492 | -0.0117 | 436.9791 | 0 | -0.036 | 0 | -3.6134 | -0.0117 | 436.9291 | 0 | -0.054 | 0 | -0.18533 | -0.0117 | 436.9983 | 0 | -0.018 | 0 | -19.4412 | -0.0117 | 1361.7177 | 0 | -0.059008 | 0 | -19.4412 | -2.9475 | 3356.2096 | 0.000365 | -0.059008 | 0 | -2.1345 | 0.0983 | 22.8824 | 0 | -0.067452 | 0

## Version history
Version 1.0 | 13.11.2016 | added SASE2 components, marked DPS-T5.2655.T9 and IMGPII45.2694.T9 (z-positions disagree by a few cm)
Version 1.1 | 5.12.2016 | corrected SASE3 entrance slit SLIT.3218.T10 position
Version 1.2 | 13.12.2016 | replaced HIREX with HIREX-1 and HIREX-2 (grating and crystal unti)
Version 1.3 | 20.1.2017 | added pulse picker SPB instrument SASE1 PPU
Version 1.4 | 24.1.2017 | added ATT SPB instrument and updated GATT (Gas Attenuator) in SASE3
Version 1.5 | 20.2.2017 | updated position of HIREX-2.2798.T9
Version 1.6 | 27.2.2017 | updated MONO-1.3324.T9FXE, MONO-2.3325.T9FXE, changed SRA.3115.T10 into PSLIT-1.3114.T10 and PSLIT-2.3115.T10
Version 1.7 | 7.3.2017 | updated SCR.3332.T9, CRL.3333.T9, MKBH.3339.SPB, MKBV.3342.SPB, NKB.3361.SPB
Version 1.8 |  | (?, probably no change)
Version 1.9 | 2017-09-27 | inserted girders for differential pump in XTD1 DPS-US.2591.T6, DPS-DS.2599.T6
Version 2.0 | 2018-01-25 | added beam pipe holder positions for HED, MID, SQS instruments and XTD6
Version 2.1 | 2018-01-29 | added SASE2 SEPFL-2.2857.T6 (incoming flange of separatrion chamber 2)
Version 2.2 | 2018-04-06 | shifted XGM.3311.T9, COLB.3303.T9, PBLM.3302.T9 4 and 5 mm south
Version 2.3 | 2018-04-06 | Added KBS.3346.SCS
Version 2.4 |  | skipped
Version 2.5 | 2018-05-29 | added more SCS hucth components
Version 2.6 | 2019-06-28 | SASE3: added SCS hutch components, shifted shutter SCS plus upstream comp. , shifted SQS pop-in monitor